## Sheet1
CONTNUM | MFGPART | MFGNAME | PRODNAME | VENDPART | PRODDESC | PRODDESC2 | PRODDESC3 | PRODDESC4 | NSN | VALUE1 | VALUE2 | VALUE3 | DVOLUME | D_VUNIT | ISSCODE | QTY_UNIT | QP_UNIT | STDPACK | WEIGHT | SIN | PPOINT | INCR_OF | P_WWW | WARNUMBER | WARPERIOD | P_DELIV | LEADTIME | UNIT1 | UNIT2 | UNIT3 | TYPE1 | TYPE2 | TYPE3 | ITEMTYPE | UPC | UNSPSC | FOB_AK | FOB_HI | FOB_PR | FOB_US | PSC_CODE
GS-07F-238AA | AP-134 | ACTION PUMP | PUMP ADAPTER FOR PAIL, 1-3/4" THREAD | AP-134 | DRUM PUMP ADAPTER FOR 5 GALLONS TEEL PAILS | DRUM PUMP ADAPTER FOR 5 GALLONS TEEL PAILS WITH A 1 3/4" THREADED OPENING SUCH AS SOLVENT CANS AND SIMILAR 5 GALLON DRUMS. USE TO MODIFY HAND DRUM PUMPS THAT REGULARLY FIT A STANDARD 2" NPT BUNG. |  |  |  | 8 | 8 | 20 | 0.7407 | CF | EA |  |  |  | 1 | 540 16 | US | 1 |  | 0 | STND | 30 | AF | IN | IN | IN | LN | WD | HT | P |  |  | O | O | O | O
GS-07F-238AA | AP-1460 | ACTION PUMP | CHEMICAL HAND DRUM PUMP 8OZ/STROKE | AP-1460 | ECONOMY HAND DRUM PUMP FOR CHEMICALS POLISHED STEEL 8OZ/STROKE | SELF PRIMING ECONOMY PISTON HAND DRUM PUMP FOR CHEMICALS WITH DISCHARGE TUBING, 8 OZ PER STROKE, CHROME STEEL. SPECIFICATIONS: 5000 SSU, STRAIGHT HORIZONTAL SPOUT, OUTLET SIZE 9/16" OD, SUCTION DESIGN TUBE, POLYETHYLENE TUBE, 2" NPT BUNG ADAPTER FITS | FOR 15, 30 AND 55 GALLON DRUMS, POLYETHYLENE PISTON, STEEL PUMP BODY, EXTON SEAL, MAX TEMP 140 DEGREE F. STEEL DISCHARGE TUBING, STEEL AND POLYETHYLENE INTERNAL PARTS. OVERALL LENGTH 45 IN, 22 INCH SUCTION TUBE. | 8OZ/STROKE UPSTROKE CAPACITY, BUT THIS MODEL IS AN INEXPENSIVE MEANS OF TRANSFERRING NONCORROSIVE OR NON-FLAMMABLE LIQUIDS. POLISHED CARBON STEEL CONSTRUCTION AND POLYETHYLENE INNER COMPONENTS RESIST MANY CHEMICALS. |  | 8 | 8 | 20 | 0.7407 | CF | EA |  |  |  | 12 | 540 16 | US | 1 |  | 0 | STND | 30 | AF | IN | IN | IN | LN | WD | HT | P |  |  | O | O | O | O
GS-07F-238AA | AP-1462 | ACTION PUMP | HAND DRUM PUMP FOR REIKE FLEX SPOUT PAIL | AP-1462 | ECONOMY 5 GALLON PAIL HAND PUMP STEEL FITS FLEXSPOUT OPENING | 5 GALLONS TEEL PAIL PUMP FITS FLEXSPOUT OPENINGS. RUGGED YET ECONOMICALLY PRICED, THIS PUMP WORKS GREAT FOR DETERGENTS AND OTHER LIQUIDS THAT ARE COMPATIBLE WITH STEEL AND POLYETHYLENE. FITS A 5-GALLON PAIL WITH A FLEXSPOUT OPENING AND INCLUDES A LOC | NO ADAPTER IS NEEDED TO HOLD THIS PUMP IN PLACE, IT JUST SNAPS UNDER LIP OF PAIL AND YOU'RE READY TO START TRANSFERRING LIQUIDS. |  |  | 8 | 8 | 20 | 0.7407 | CF | EA |  |  |  | 5 | 540 16 | TW | 1 |  | 0 | STND | 30 | AF | IN | IN | IN | LN | WD | HT | P |  |  | O | O | O | O
GS-07F-238AA | AP-3001 | ACTION PUMP | INDUSTRIAL OIL TRANSFER DRUM PUMP STEEL | AP-3001 | INDUSTRIAL LEVER ACTION TRANSFER PUMP STEEL FOR OILS AND DETERGENTS | LEVER ACTION TRANSFER DRUM PUMP HAS A STEEL PISTON FOR DURABILITY. NEOPRENE SEALS RESIST WEAR AND ABRASIVE FLUIDS. ZINC-PLATED PUMP AND SPOUT RETARDS RUST AND CORROSION. CURVED DISCHARGE SPOUT ALLOWS FOR CONVENIENT HOSE EXTENSION. DISPENSES ROUGHLY 1 | 6OZ PER STOKE. DISPENSES KEROSENE, ANTIFREEZE, LIGHT-WEIGHT OILS (UP TO 50 WT. VISCOSITY MOTOR OIL), NON-WATER BASED AND NON-CORROSIVE DETERGENTS, WAXES OR DISINFECTANTS. FOR USE IN INDUSTRIAL, AGRICULTURAL AND AUTOMOTIVE INDUSTRIES | NOT FOR ACETONE, BENZENE, CARBON TETRACHLORIDE, CAUSTIC SODA, CRESOL ACID, ETHYL, HYDROCHLORIC, METHYL ETHYL, NITRIC, PHENOL, AND SULFURIC ACIDS AND THINNERS |  | 8 | 8 | 20 | 0.7407 | CF | EA |  |  |  | 12 | 540 16 | TW | 1 |  | 0 | STND | 30 | AF | IN | IN | IN | LN | WD | HT | P |  |  | O | O | O | O
GS-07F-238AA | AP-3003 | ACTION PUMP | PP ROTARY DRUM PUMP 8 GPM | AP-3003 | PP ROTARY HAND DRUM PUMP MULTI-PURPOSE 8 GPM | POLYPROPYLENE ROTARY DRUM PUMP IS GOOD FOR WAXES, DETERGENTS, MOST ORGANIC ACIDS, PLATING SOLUTION, AND WATER-SOLUBLE INORGANIC CHEMICALS. DELIVERS 8 GPM AND FITS 15-30- AND 55 GALLON DRUMS WITH A 2" NPT STANDARD OPENING. |  |  |  | 8 | 8 | 20 | 0.7407 | CF | EA |  |  |  | 12 | 540 16 | TW | 1 |  | 0 | STND | 30 | AF | IN | IN | IN | LN | WD | HT | P |  |  | O | O | O | O
GS-07F-238AA | AP-3004 | ACTION PUMP | SS ROTARY DRUM PUMP FOR CHEMICALS 6 GPM | AP-3004 | STAINLESS STEEL ROTARY DRUM PUMP FOR AGGRESSIVE CHEMICALS 6 GPM | STAINLESS STEEL & RYTON ROTARY DRUM PUMP FOR USE ON 15-30 AND 55 GALLON DRUMS. RYTON ROTARY PUMP DISPENSES AGGRESSIVE CHEMICALS SUCH AS ESTERS, KETONES AND HYDROCARBONS. DELIVERS 6 GPM. STAINLESS STEEL DISCHARGE TUBE ALONG WITH A 3-PIECE SS TUBE. | COMES WITH STANDARD 2" BUNG ADAPTER. DESCRIPTION: DRUM PUMP, ROTARY CHEMICAL, 5000 SSU, CURVED DISCHARGE SPOUT, OUTLET SIZE 3/4 INCH UNF, SUCTION DESIGN 3 PIECE TUBE, TUBE MATERIAL 304 SS, ADAPTER TYPE 1 1/2X2 INCH NPT BUNG | ER, PUMP BODY MATERIAL RYTON, PTFE SEAL, MAX TEMP 140 DEGREE F, GPM 6 @135 RPM, DISCHARGE TUBING MATERIAL 304 SS, INTERNAL PARTS MATERIAL RYTON AND SS, INLET SIZE 1 INCH NPT, OVERALL LENGTH 52 IN, SELF PRIMING, SUCTION TUBE 40 INCHES LONG |  | 8 | 8 | 20 | 0.7407 | CF | EA |  |  |  | 12 | 540 16 | TW | 1 |  | 0 | STND | 30 | AF | IN | IN | IN | LN | WD | HT | P |  |  | O | O | O | O
GS-07F-238AA | AP-3005 | ACTION PUMP | CAST IRON ROTARY OIL DRUM PUMP 10 GPM | AP-3005 | CAST IRON ROTARY DRUM PUMP FOR OILS 10 GPM | HEAVY DUTY 10 GPM CAST IRON PUMP FITS 15-30 AND 55 GALLON DRUMS. INCLUDES 2" BUNG ADAPTER. CAN BE USED WITH OILS, ANTIFREEZE, TRANSMISSION FLUID, ETC. (NOT FOR USE WITH WATER.) |  |  |  | 8 | 8 | 20 | 0.7407 | CF | EA |  |  |  | 11 | 540 16 | TW | 1 |  | 0 | STND | 30 | AF | IN | IN | IN | LN | WD | HT | P |  |  | O | O | O | O
GS-07F-238AA | AP-3006 | ACTION PUMP | HIGH VISCOSITY INDUSTRIAL DRUM PUMP | AP-3006 | HIGH VISCOSITY INDUSTRIAL LEVER ACTION DRUM PUMP FOR OILS AND LUBRICANTS | HIGH VISCOSITY DRUM PUMP IS IDEAL FOR USE WITH HIGH-VISCOSITY LIQUIDS. PUMPS 18-32 OZ PER STROKE AND CAN BE USED WITH PARAFFIN, MOTOR OIL, CUTTING OIL, AND MANY VISCOUS LUBRICANTS. FEATURES A 36" TELESCOPING TUBE, 2" BUNG ADAPTER, AND TWO SPOUTS. | INCLUDES BOTH A HIGH-ANGLE DISCHARGE SPOUT WITH SCREEN, AND A NORMAL CURVED DISCHARGE SPOUT. THIS INDUSTRIAL STRENGTH PUMP HAS BEEN SHOWN TO TRANSFER OVER 10,000 GALLONS BEFORE PISTON REQUIRES REPLACEMENT. | INER: 2 SPOUTS SCREENEDTELESCOPING SUCTION TUBEBUNG ADAPTER: 2 INCHPISTON: POLYETHYLENEPUMP BODY: REINFORCED DIE CASTSEALS: NEOPRENEDISCHARGE PORTS: INTERCHANGEABLE HIGH ANGLE SPOUT AND NORMAL CURVED SPOUT |  | 8 | 8 | 20 | 0.7407 | CF | EA |  |  |  | 12 | 540 16 | TW | 1 |  | 0 | STND | 30 | AF | IN | IN | IN | LN | WD | HT | P |  |  | O | O | O | O
GS-07F-238AA | AP-3007 | ACTION PUMP | HAND DRUM PUMP SELF PRIME 8OZ/STROKE | AP-3007 | HAND DRUM PUMP SELF PRIMING LEVER ACTION PISTON PP 8OZ/STROKE | TOUGH LEVER ACTION PISTON PUMP SELF PRIMING. POLYPROPYLENE CONSTRUCTION FITS 15-30- AND 55 GALLON DRUMS. LEVER ACTION PUMP, POLYPROPYLENE PUMP BODY AND DISCHARGE TUBING, WITH POLYETHYLENE PISTON. 8 OUNCES PER STOKE UP TO 1 PINT PER STROKE. | PUMP IS IDEAL FOR OILS, DETERGENTS, AND OTHER COMPATIBLE INDUSTRIAL FLUIDS. SELF-PRIMING WITH OUTPUT OF 1 PINT PER STROKEDURABLE POLYPROPYLENE CONSTRUCTION WITH ANTI-DRIP SPOUT ELIMINATES MESS AND WASTE. INTAKE TUBE TELESCOPES FROM 19-1/2" | O 36' FITS 2"DIA. BUNG OPENINGS MAX. TEMPERATURE IS 130 F. MATERIALS IN CONTACT WITH SOLUTION ARE VITON, POLYPROPYLENE, AND STAINLESS STEEL |  | 8 | 8 | 20 | 0.7407 | CF | EA |  |  |  | 5 | 540 16 | GB | 1 |  | 0 | STND | 30 | AF | IN | IN | IN | LN | WD | HT | P |  |  | O | O | O | O
GS-07F-238AA | AP-3008-DT | ACTION PUMP | ALUMINUM LEVER DRUM PUMP DRIP TRAY | AP-3008-DT | ALUMINUM LEVER ACTION HAND DRUM PUMP, DRIP TRAY | ALUMINUM LEVER ACTION PUMP WITH DRIP TRAY. FITS 15, 30 AND 55 GALLON DRUMS. COMES WITH A DRIP TRAY TO RETURN DRIPS RIGHT BACK INTO YOUR DRUM. PUMP, LEVER ACTION DRUM PUMP, LEVER ACTION OIL, 1500 SSU, OUNCES PER STROKE 16, HIGH ANGLE DISCHARGE SPOUT, | OUTLET SIZE 7/8 INCH OUTSIDE DIAMETER, SUCTION DESIGN 3 PIECE TUBE, ADAPTER TYPE 2 INCH BUNG, FITS 15, 30 AND 55 GALLON DRUMS, PISTON POLYETHYLENE, PUMP BODY MATERIAL ALUMINUM, BUNA SEAL, MAX TEMP 140 DEGREE F, INCLUDES DRIP TRAY, DISCHARGE TUBING | STEEL, INTERNAL PARTS MATERIAL ALUMINUM, POLYETHYLENE AND STEEL, OVERALL LENGTH 54 IN, SELF PRIMING, SUCTION TUBE 39 INCHES LONG |  | 8 | 8 | 20 | 0.7407 | CF | EA |  |  |  | 16 | 540 16 | TW | 1 |  | 0 | STND | 30 | AF | IN | IN | IN | LN | WD | HT | P |  |  | O | O | O | O
GS-07F-238AA | AP-316T | ACTION PUMP | STAINLESS STEEL DRUM PUMP 8OZ/STROKE | AP-316T | STAINLESS STEEL HAND OPERATED PISTON CHEMICAL DRUM PUMP 8OZ/STROKE | HAND OPERATED PISTON DRUM PUMP MODEL 316T IS IDEAL FOR TRANSFERRING A VARIETY OF LIQUIDS INCLUDING SOLVENTS, ACIDS AND OTHER CORROSIVE CHEMICALS THAT ARE COMPATIBLE WITH 316 STAINLESS STEEL AND PTFE. EVEN VISCOUS LIQUIDS CAN BE TRANSFERRED. | Y BY THE MODEL 316T HAND DRUM PUMP BECAUSE OF ITS SIMPLE, RUGGED DESIGN. EIGHT OUNCES PER UPSTROKE CAPACITY TRANSFERS LIQUIDS FAST! ALL 316 STAINLESS STEEL CONSTRUCTION. PTFE PISTON AND PTFE EXTENSION TUBE ARE RESISTANT TO MOST LIQUID CHEMICALS. | 2" BUNG ADAPTER FOR DRUMS INCLUDED. FITS 15, 30 AND 55-GALLON DRUMS. 5-GALLON PAIL ADAPTERS SOLD SEPARATELY (CALL 888.322.5722 TO ORDER SPECIAL ADAPTERS.) |  | 8 | 8 | 20 | 0.7407 | CF | EA |  |  |  | 12 | 540 16 | US | 1 |  | 0 | STND | 30 | AF | IN | IN | IN | LN | WD | HT | P |  |  | O | O | O | O
GS-07F-238AA | AP-5000 | ACTION PUMP | PVC DRUM PUMP | AP-5000 | HEAVY DUTY PVC HAND DRUM PUMP FOR SOLVENTS AND MILD ACIDS | ALL PVC HEAVY-DUTY SIPHON PUMP MODEL 5000 IS HAND-OPERATED ONLY A FEW STROKES OF THE PUMP STARTS THE SIPHONING ACTION. PUMPS UPHILL, SIPHONS DOWNHILL. CAN BE USED WITH A VARIETY OF CHEMICALS COMPATIBLE WITH PVC SUCH AS CHLORINES, SOLVENTS, WAXES | HEAVY-DUTY DESIGN ALLOWS FOR PUMP TO BE HANDLED RUGGEDLY. INCLUDES A 2" BUNG ADAPTER, NO CORROSION TO WORRY ABOUT. INCLUDES 5' OF PVC DISCHARGE TUBING. FITS 15, 30, AND 55-GALLON DRUMS. MADE IN THE USA. NOT FOR ACETONE | ACETONE. |  | 8 | 8 | 20 | 0.7407 | CF | EA |  |  |  | 6 | 540 16 | US | 1 |  | 0 | STND | 30 | AF | IN | IN | IN | LN | WD | HT | P |  |  | O | O | O | O
GS-07F-238AA | AP-504 | ACTION PUMP | PVC PUMP 22OZ/STROKE | AP-504 | PVC HAND DRUM PUMP FOR MOST CHEMICALS LARGE 22OZ/STROKE | ALL PVC DRUM AND PAIL PUMP MODEL 504 IS IDEAL FOR TRANSFERRING A VARIETY OF LIQUIDS COMPATIBLE WITH POLYVINYL CHLORIDE. DISPENSES 22 OUNCES PER UPSTROKE. ANGLED SPOUT HELPS PREVENT DRIPPING. ALL POLYVINYL CHLORIDE (PVC) CONSTRUCTION PVC PISTON IS RES | ISTANT TO MOST LIQUID CHEMICALS. PUMP BODY LENGTH IS 38"LONG FOR USE IN 15, 30 AND 55-GALLON DRUMS. COMES WITH A 2" PVC BUNG ADAPTER. 5-GALLON PAIL ADAPTERS SOLD SEPARATELY (CALL 888.322.5722 TO ORDER SPECIAL ADAPTER PART# AP-259.) | NO EXTENSION TUBE REQUIRED. MADE IN THE USA. NOT FOR USE WITH ACETONE. |  | 8 | 8 | 20 | 0.7407 | CF | EA |  |  |  | 6 | 540 16 | US | 1 |  | 0 | STND | 30 | AF | IN | IN | IN | LN | WD | HT | P |  |  | O | O | O | O
GS-07F-238AA | AP-506 | ACTION PUMP | SANITARY PVC DRUM PUMP 8OZ/STROKE | AP-506 | ECONOMY ALL PVC SANITARY HEAVY DUTY HAND DRUM PUMP 8OZ/STROKE | ALL PVC INCLUDING THE SEAL AND PISTON, THIS HAND DRUM PUMP IS THE ONLY PUMP OF ITS KIND! DISPENSES 8 OUNCES PER STROKE, INCLUDES 22"DISCHARGE HOSE AND 2" BUNG FOR USE ON 15-30 -AND 55 GALLON DRUMS (AND 5 GALLON PAILS WITH SEPARATE ADAPTER. ) ALL PVC | SANITARY MAINTENANCE PUMP MODEL 506 IS THE ONLY ALL PVC (POLYVINYL CHLORIDE) HAND PUMP INCLUDING THE PISTON AND SEAL. DESIGNED FOR RUGGED ABUSE WITH HEAVY-DUTY PUMP BODY, THIS HAND DRUM PUMP COMES WITH A 2" ADAPTER AND POLY EXTENSION TUBE. | NOT FOR USE WITH ACETONE. |  | 8 | 8 | 20 | 0.7407 | CF | EA |  |  |  | 5 | 540 16 | US | 1 |  | 0 | STND | 30 | AF | IN | IN | IN | LN | WD | HT | P |  |  | O | O | O | O
GS-07F-238AA | AP-507 | ACTION PUMP | SANITARY PVC DRUM PUMP 22OZ/STROKE | AP-507 | ALL PVC SANITARY HEAVY DUTY HAND DRUM PUMP LARGE 22OZ/STROKE | ALL PVC INCLUDING THE SEAL AND PISTON, THIS HAND DRUM PUMP IS THE ONLY PUMP OF ITS KIND! DISPENSES 8 OUNCES PER STROKE, INCLUDES 22"DISCHARGE HOSE AND 2" BUNG FOR USE ON 15-30 -AND 55 GALLON DRUMS (AND 5 GALLON PAILS WITH SEPARATE ADAPTER. ) ALL PVC | SANITARY MAINTENANCE PUMP MODEL 507 IS THE ONLY ALL PVC (POLYVINYL CHLORIDE) HAND PUMP INCLUDING THE PISTON AND SEAL. DESIGNED FOR RUGGED ABUSE WITH HEAVY-DUTY PUMP BODY, THIS HAND DRUM PUMP COMES WITH A 2" ADAPTER AND POLY EXTENSION TUBE. | YLENE EXTENSION TUBE. NOT FOR USE WITH ACETONE. |  | 8 | 8 | 20 | 0.7407 | CF | EA |  |  |  | 3 | 540 16 | US | 1 |  | 0 | STND | 30 | AF | IN | IN | IN | LN | WD | HT | P |  |  | O | O | O | O
GS-07F-238AA | AP-6008 | ACTION PUMP | PP DRUM PUMP ALKALIS ADJ 8OZ/STROKE | AP-6008 | ECONOMY PP PAIL/ DRUM HAND PUMP FOR ALKALIS UP TO 8OZ/ ADJUSTABLE | DISPENSE DIFFERENT QUANTITIES OF LIQUIDS WITHOUT MEASURING! THIS INEXPENSIVE POLYPROPYLENE DRUM PUMP DISPENSES 2, 4, 6, OR 8 OUNCES WITH ITS ADJUSTABLE STROKE DOSE. DESIGNED TO FIT 5, 15, 30 AND 55-GALLON DRUMS, IT INCLUDES 2-5/8" PAIL ADAPTER | 3/4" AND 2" BUNG ADAPTER SO IT FITS MOST PAILS AND DRUMS AUTOMATICALLY. SAFE FOR USE WITH WAXES, DETERGENTS, MILD ALKALIS AND OTHER COMPATIBLE WITH POLYPROPYLENE, VITON AND POLYETHYLENE. |  |  | 8 | 8 | 20 | 0.7407 | CF | EA |  |  |  | 1 | 540 16 | TW | 1 |  | 0 | STND | 30 | AF | IN | IN | IN | LN | WD | HT | P |  |  | O | O | O | O
GS-07F-238AA | AP-6009 | ACTION PUMP | PP DRUM PUMP ALKALIS ADJ 16OZ/STROKE | AP-6009 | ECONOMY PP PAIL/ DRUM HAND PUMP FOR ALKALIS UP TO 16OZ/ ADJUSTABLE | DISPENSE DIFFERENT QUANTITIES OF LIQUIDS WITHOUT MEASURING! THIS INEXPENSIVE POLYPROPYLENE DRUM PUMP DISPENSES 4, 8, 12 OR 16 OUNCES WITH ITS ADJUSTABLE STROKE DOSE. DESIGNED TO FIT 5, 15, 30 AND 55-GAL DRUMS, IT INCLUDES 2-5/8" PAIL ADAPTER, 3/4" | 3/4" AND 2" BUNG ADAPTER SO IT FITS MOST PAILS AND DRUMS AUTOMATICALLY. SAFE FOR USE WITH WAXES, DETERGENTS, MILD ALKALIS AND OTHER COMPATIBLE WITH POLYPROPYLENE, VITON AND POLYETHYLENE. |  |  | 8 | 8 | 20 | 0.7407 | CF | EA |  |  |  | 1 | 540 16 | TW | 1 |  | 0 | STND | 30 | AF | IN | IN | IN | LN | WD | HT | P |  |  | O | O | O | O
GS-07F-238AA | AP-9005-HT | ACTION PUMP | HIGH FLOW ROTARY DRUM PUMP FOR FUELS | AP-9005-HT | HIGH FLOW ROTARY HAND DRUM PUMP FOR FUELS NON-CORROSIVES | HIGH VOLUME ALUMINUM ROTARY HAND DRUM PUMP CAN EMPTY A 55 GALLON DRUM IN LESS THAN TWO MINUTES. EASY TURN CRANK STEEL INTAKE TUBES FITS 15-30-55 GALLON DRUMS. HIGH FLOW MODEL IS DESIGNED FOR TRANSFERRING FUEL OIL, KEROSENE, DIESEL FUEL, ANTI-FREEZE | FOR NON-CORROSIVE LIQUIDS COMPATIBLE WITH PUMP MATERIALS OF CONSTRUCTION. FEATURES HIGHLY MACHINED STEEL ROTORS WITH SEPARATE GEAR BOX, EASY-TURNING HAND CRANK, STEEL SUCTION TUBE, SELF PRIMING ABILITY, POLYETHYLENE DISCHARGE | TUBE AND 2" IPS ADJUSTABLE BUNG ADAPTER. 1" NPT CAST IRON INLET ADAPTER WITH #60 MESH POLYETHYLENE SUCTION STRAINER, 1 NPT DISCHARGE PORT, 4" NPT PIPE SUCTION. |  | 8 | 8 | 20 | 0.7407 | CF | EA |  |  |  | 11 | 540 16 | TW | 1 |  | 0 | STND | 30 | AF | IN | IN | IN | LN | WD | HT | P |  |  | O | O | O | O
GS-07F-238AA | AP-PP-SS | ACTION PUMP | PP HAND DRUM PUMP 8OZ/STROKE | AP-PP-SS | PP HAND DRUM PUMP 8OZ/STROKE FOR AGGRESSIVE CHEMICALS | POLYPROPYLENE DRUM PUMP FITS 15 THRU 55 GALLON DRUM WITH 2" BUNG OPENING. CAN BE USED WITH SOME STRONGER CHEMICALS AND SOLVENTS SUCH AS WATER, ALCOHOL, GASOLINE, DIESEL, KEROSENE, LUBRICANT, GEAR, OILS, HYDRAULIC OILS, ENGINE OILS, WATER BASED | INCLUDES 2" BUNG ADAPTER, REMOVABLE DISCHARGE SPOUT. DELIVERS 26 GALLONS PER 100 STROKES. FLOW RATE: 26 GALLONS PER 100 STROKESMATERIAL: : POLYPROPYLENEVITON SEALDUAL THREADS 2? BUNG ADAPTER FOR PLASTIC AND STEEL DRUMS | 5, 15, 30 AND 55 GALLON DRUMSTELESCOPIC TUBESWITH DISCHARGE HOSE AND HOSE CLAMP |  | 8 | 8 | 20 | 0.7407 | CF | EA |  |  |  | 6 | 540 16 | TW | 1 |  | 0 | STND | 30 | AF | IN | IN | IN | LN | WD | HT | P |  |  | O | O | O | O
GS-07F-238AA | AP-THP-MC | ACTION PUMP | DRUM PUMP STEEL & POLY, 22OZ/STROKE | AP-THP-MC | HAND DRUM PUMP T-HANDLE STEEL & POLY 22OZ/STROKE | T-HANDLED DRUM PUMP. STEEL AND POLYETHYLENE CONSTRUCTION IS IDEAL FOR TRANSFERRING NON-CORROSIVE CHEMICALS SUCH AS OILS, WAXES, SOAPS AND MILD DETERGENTS. 1-1/2" OUTER BODY DIAMETER BY 41"LONG, 2" BUNG ADAPTER INCLUDED. PISTON DRUM PUMP, 22 OZ | FITS UP TO 55 GALLON DRUMS, HAND OPERATED, SELF PRIMING, 1.405" ID /1.510" OD SUCTION TUBE, 2000SSU VISCOSITY OPERATION RANGE, PTFE UPPER PISTON, PTFE SPOUT SEAL, OVERALL LENGTH 43 INCHES, 2" POLYPROPYLENE BUNG ADAPTER INCLUDED, REPAIR KIT | PUMP INCLUDED - CONTENTS - (1) SPOUT SEALS AND (1) PACKING. |  | 8 | 8 | 20 | 0.7407 | CF | EA |  |  |  | 6 | 540 16 | TW | 1 |  | 0 | STND | 30 | AF | IN | IN | IN | LN | WD | HT | P |  |  | O | O | O | O
GS-07F-238AA | AP-THP-ST | ACTION PUMP | DRUM PUMP STAINLESS & PTFE, 22OZ/STROKE | AP-THP-ST | HAND DRUM PUMP T-HANDLE STAINLESS STEEL & PTFE 22OZ/STROKE | T-HANDLED DRUM PUMP. STAINLESS STEEL AND PTFE ARE IDEAL FOR TRANSFERRING YOUR AGGRESSIVE CHEMICALS, INCLUDING A VARIETY OF LIQUIDS SUCH AS DETERGENTS, ACIDS, AND CORROSIVES. 1-1/2" OUTER BODY DIAMETER BY 41"LONG, 2" BUNG ADAPTER INCLUDED. |  |  |  | 10 | 10 | 16 | 0.9259 | CF | EA |  |  |  | 6 | 540 16 | US | 1 |  | 0 | STND | 30 | AF | IN | IN | IN | LN | WD | HT | P |  |  | O | O | O | O
GS-07F-238AA | BA-107940050 | BEL-ART | 5 GAL CARBOY AUTOCLAVABLE PP | BA-107940050 | 5 GALLON CARBOY AUTOCLAVABLE PP | 500 ML BOTTLES, HDPE WIDE MOUTH SQUARE. SQUARE, LEAK PROOF DESIGN, AND CHEMICAL RESISTANT. THESE BOTTLES WITH HEAVY-THREADED NECKS MAKE GOOD USE OF LIMITED SHELF SPACE AND ARE IDEAL FOR STORING OR SHIPPING SAMPLES. THEY ARE MOLDED OF HIGH-DENSITY POL | POLYETHYLENE WITH DEEP-SHELLED, BLUE POLYPROPYLENE CLOSURES WITH A CORK AND VINYL LINER. |  |  | 10 | 10 | 16 | 0.9259 | CF | EA |  |  |  | 9 | 540 16 | DE | 1 |  | 0 | STND | 30 | AF | IN | IN | IN | LN | WD | HT | P |  |  | O | O | O | O
GS-07F-238AA | BA-107950000 | BEL-ART | 5 GAL LDPE CARBOY, HANDLE | BA-107950000 | 5 GALLON LDPE CARBOY, HANDLE | 1000 ML BOTTLES, HDPE WIDE MOUTH SQUARE. SQUARE, LEAK PROOF DESIGN, AND CHEMICAL RESISTANT. THESE BOTTLES WITH HEAVY-THREADED NECKS MAKE GOOD USE OF LIMITED SHELF SPACE AND ARE IDEAL FOR STORING OR SHIPPING SAMPLES. THEY ARE MOLDED OF HIGH-DENSITY PO | POLYETHYLENE WITH DEEP-SHELLED, BLUE POLYPROPYLENE CLOSURES WITH A CORK AND VINYL LINER. |  |  | 10 | 10.75 | 10.75 | 0.6688 | CF | EA |  |  |  | 18 | 540 16 | DE | 1 |  | 0 | STND | 30 | AF | IN | IN | IN | LN | WD | HT | P |  |  | O | O | O | O
GS-07F-238AA | BA-109370000 | BEL-ART | 5 GALLON HDPE JERRICAN | BA-109370000 | 5 GALLON HDPE JERRICAN | 5 GAL HDPE JERRICAN. THESE HIGH DENSITY POLYETHYLENE JERRICANS HAVE A BUILT-IN SPOUT WITH SEPARATE AIR VENT CAP FOR SMOOTH POURING AND VENTING AS NEEDED. THE SPOUT RETRACTS INTO THE COLLAR TO CONSERVE SHELF SPACE WHEN TRANSPORTED OR STORED. | MOLDED-IN TOP HANDLE AND HAND GRIP ON THE BOTTOM GIVES POSITIVE CONTROL WHEN POURING. ADDITIONALLY, THE WIDE BASE ENSURES STABILITY. HEAVY SIDE PANELS ON ALL MODELS INCLUDE A LARGE SMOOTH MOLDED-IN AREA FOR CLEAR LABELING AND ADDITIONAL INFORMATION. | THE JERRICANS ARE GRADUATED IN LITERS AND U. S. GALLONS AND HAVE EXTRA HEADSPACE FOR EXPANSION OF CONTENTS. 11.1"LX9.4"WX16.2"H |  | 10 | 10 | 16 | 0.9259 | CF | EA |  |  |  | 9 | 540 16 | GB | 1 |  | 0 | STND | 30 | AF | IN | IN | IN | LN | WD | HT | P |  |  | O | O | O | O
GS-07F-238AA | BA-109390005 | BEL-ART | 5L BOOK BOTTLE PP | BA-109390005 | 5 LITER BOOK BOTTLE PP | AUTOCLAVABLE BOOK BOTTLES ARE DESIGNED FOR CONVENIENCE AND EFFICIENT USE OF SHELF SPACE. THEY STACK ON SHELVES LIKE BOOKS IN A LIBRARY. IN ADDITION TO THE TOP HANDLE, A HANDLE IN THE FRONT FACILITATES REMOVAL FROM A SHELF. BOTTLE CAPACITY IS 5 LITERS | (1.25 GALLONS ) AND MEASURES 85X241X374MM (3-7/16X9-1/2X14-3/4"). GRADUATED. |  |  | 10 | 12 | 8 | 0.5556 | CF | EA |  |  |  | 9 | 540 16 | GB | 1 |  | 0 | STND | 30 | AF | IN | IN | IN | LN | WD | HT | P |  |  | O | O | O | O
GS-07F-238AA | BA-116210016 | BEL-ART | 16 OZ SPRAY BOTTLES LDPE NEEDL | BA-116210016 | 480ML SPRAY BOTTLES LDPE NEEDLE THIN | 16 OZ (480 ML) SPRAY BOTTLES, LDPE NEEDLE THIN. FOR AN EXTRA FINE, NEEDLE POINT SPRAY, USE THESE EASY TO SQUEEZE LOW DENSITY POLYETHYLENE WASH BOTTLES. THESE BOTTLES HAVE A 1.3MM (.050") I. D. DELIVERY TUBE WITH A DRAWN TIP. |  |  |  | 10 | 10 | 16 | 0.9259 | CF | CA | 12 | CA |  | 10 | 540 16 | US | 1 |  | 0 | STND | 30 | AF | IN | IN | IN | LN | WD | HT | P |  |  | O | O | O | O
GS-07F-238AA | BA-118460025 | BEL-ART | 2.5 GAL PP CARBOY/ SPIGOT | BA-118460025 | 2.5 GALLON AUTOCLAVABLE PP CARBOY, SPIGOT | 2.5 GALLON AUTOCLAVABLE POLYPROPYLENE CARBOY WITH SPIGOT |  |  |  | 10 | 10 | 16 | 0.9259 | CF | EA |  |  |  | 4 | 540 16 | US | 1 |  | 0 | STND | 30 | AF | IN | IN | IN | LN | WD | HT | P |  |  | O | O | O | O
GS-07F-238AA | BA-118460050 | BEL-ART | 5 GAL PP CARBOY/ SPIGOT | BA-118460050 | 5 GALLON AUTOCLAVABLE PP CARBOY, SPIGOT | 5 GALLON AUTOCLAVABLE POLYPROPYLENE CARBOY WITH SPIGOT |  |  |  | 10 | 10 | 16 | 0.9259 | CF | EA |  |  |  | 9 | 540 16 | US | 1 |  | 0 | STND | 30 | AF | IN | IN | IN | LN | WD | HT | P |  |  | O | O | O | O
GS-07F-238AA | BA-118470010 | BEL-ART | 1 GAL ASPIRATOR CARBOY, SPIGOT | BA-118470010 | 1 GALLON CARBOY, SPIGOT / PE ASPIRATOR BOTTLES | 1 GAL CARBOY WITH SPIGOT / POLYETHYLENE ASPIRATOR BOTTLES. THESE POLYETHYLENE CARBOYS HAVE EXTRA HEAVY WALLS FOR LONG LIFE AND DEPENDABILITY. THEY ARE LIGHTER THAN GLASS, EASY TO HANDLE AND RESISTANT TO CORROSIVE ACIDS AND ALKALOIDS. |  |  |  | 10 | 10 | 16 | 0.9259 | CF | EA |  |  |  | 10 | 540 16 | US | 1 |  | 0 | STND | 30 | AF | IN | IN | IN | LN | WD | HT | P |  |  | O | O | O | O
GS-07F-238AA | BA-118470050 | BEL-ART | 5 GAL ASPIRATOR CARBOY, SPIGOT | BA-118470050 | 5 GALLON CARBOY, SPIGOT AND HANDLE / POLY ASPIRATOR BOTTLES | 5 GAL CARBOY WITH SPIGOT AND HANDLE / POLYETHYLENE ASPIRATOR BOTTLES. THESE POLYETHYLENE CARBOYS HAVE EXTRA HEAVY WALLS FOR LONG LIFE AND DEPENDABILITY. THEY ARE LIGHTER THAN GLASS, EASY TO HANDLE AND RESISTANT TO CORROSIVE ACIDS AND ALKALOIDS. |  |  |  | 10 | 10 | 16 | 0.9259 | CF | EA |  |  |  | 18 | 540 16 | US | 1 |  | 0 | STND | 30 | AF | IN | IN | IN | LN | WD | HT | P |  |  | O | O | O | O
GS-07F-238AA | BA-118590010 | BEL-ART | 1.25 GAL ASPIRATOR JERRICAN, SPIGOT | BA-118590010 | 1.25 GALLON ASPIRATOR JERRICAN / 5 LITER, SPIGOT | 1.25 GAL JERRICAN / 5 LITER ASPIRATOR JERRICAN WITH SPIGOT. USE THIS SPACE-SAVING, HDPE JERRICAN WHILE IT IS ON THE SHELF. A HALF TURN WILL OPEN OR CLOSE THE SPIGOT. JERRICANS HAVE A BUILT-IN SPOUT WITH SEPARATE AIR VENT CAP FOR | SMOOTH POURING AND VENTING AS NEEDED. THE SPOUT RETRACTS INTO THE COLLAR TO CONSERVE SHELF SPACE WHEN TRANSPORTED OR STORED. SPIGOT MAY BE UNTHREADED AND REPLACED WITH INCLUDED THREADED PLUG FOR SAFER TRANSPORT. A LARGE, MOLDED-IN TOP HANDLE AND HAND | GRIP ON THE BOTTOM GIVES POSITIVE CONTROL WHEN POURING. ADDITIONALLY, THE WIDE BASE ENSURES STABILITY. HEAVY SIDE PANELS ON ALL MODELS INCLUDE A LARGE SMOOTH MOLDED-IN AREA FOR CLEAR LABELING AND ADDITIONAL INFORMATION. THE JERRICANS ARE GRADUATED |  | 10 | 10 | 16 | 0.9259 | CF | EA |  |  |  | 10 | 540 16 | US | 1 |  | 0 | STND | 30 | AF | IN | IN | IN | LN | WD | HT | P |  |  | O | O | O | O
GS-07F-238AA | BA-118590025 | BEL-ART | 2.5 GAL ASPIRATOR JERRICAN, SPIGOT | BA-118590025 | 2.5 GALLON JERRICAN / 10 LITER ASPIRATOR JERRICAN, SPIGOT | 2.5 GAL JERRICAN / 10 LITER ASPIRATOR JERRICAN WITH SPIGOT. USE THIS SPACE-SAVING, HDPE JERRICAN WHILE IT IS ON THE SHELF. A HALF TURN WILL OPEN OR CLOSE THE SPIGOT. JERRICANS HAVE A BUILT-IN SPOUT WITH SEPARATE AIR VENT CAP FOR | SMOOTH POURING AND VENTING AS NEEDED. THE SPOUT RETRACTS INTO THE COLLAR TO CONSERVE SHELF SPACE WHEN TRANSPORTED OR STORED. SPIGOT MAY BE UNTHREADED AND REPLACED WITH INCLUDED THREADED PLUG FOR SAFER TRANSPORT. A LARGE, MOLDED-IN TOP HANDLE AND HAND | GRIP ON THE BOTTOM GIVES POSITIVE CONTROL WHEN POURING. ADDITIONALLY, THE WIDE BASE ENSURES STABILITY. HEAVY SIDE PANELS ON ALL MODELS INCLUDE A LARGE SMOOTH MOLDED-IN AREA FOR CLEAR LABELING AND ADDITIONAL INFORMATION. THE JERRICANS ARE GRADUATED |  | 10 | 11 | 11 | 0.7002 | CF | EA |  |  |  | 10 | 540 16 | US | 1 |  | 0 | STND | 30 | AF | IN | IN | IN | LN | WD | HT | P |  |  | O | O | O | O
GS-07F-238AA | BA-118590050 | BEL-ART | 5 GAL ASPIRATOR JERRICAN, SPIGOT | BA-118590050 | 5 GALLON JERRICAN / 20 LITER ASPIRATOR JERRICAN, SPIGOT | 5 GAL JERRICAN / 20 LITER ASPIRATOR JERRICAN WITH SPIGOT. USE THIS SPACE-SAVING, HDPE JERRICAN WHILE IT IS ON THE SHELF. A HALF TURN WILL OPEN OR CLOSE THE SPIGOT. JERRICANS HAVE A BUILT-IN SPOUT WITH SEPARATE AIR VENT CAP FOR SM | SMOOTH POURING AND VENTING AS NEEDED. THE SPOUT RETRACTS INTO THE COLLAR TO CONSERVE SHELF SPACE WHEN TRANSPORTED OR STORED. SPIGOT MAY BE UNTHREADED AND REPLACED WITH INCLUDED THREADED PLUG FOR SAFER TRANSPORT. A LARGE, MOLDED-IN TOP HANDLE | ADDITIONALLY, THE WIDE BASE ENSURES STABILITY. HEAVY SIDE PANELS ON ALL MODELS INCLUDE A LARGE SMOOTH MOLDED-IN AREA FOR CLEAR LABELING AND ADDITIONAL INFORMATION. THE JERRICANS ARE GRADUATED |  | 10 | 11 | 11.5 | 0.7321 | CF | EA |  |  |  | 18 | 540 16 | US | 1 |  | 0 | STND | 30 | AF | IN | IN | IN | LN | WD | HT | P |  |  | O | O | O | O
GS-07F-238AA | BA-118620005 | BEL-ART | 5L BOOK BOTTLE, SPIGOT PP | BA-118620005 | 5 LITER BOOK BOTTLE, SPIGOT PP | 5 LITER BOOK BOTTLE WITH SPIGOT, POLYPROPYLENE. DESIGNED FOR SPACE SAVING CONVENIENCE, THIS HDPE ASPIRATOR CONTAINER IS MADE FROM THE UNIQUE BOOK BOTTLE. THE SPIGOT, THREADED INTO THE BOTTLE AND GASKETED, REQUIRES ONLY A 1/4" TUR | THE SPIGOT HAS A 9.5MM (3/8") I. D. OPENING AND EXTENDS FROM THE FRONT OF THE BOTTLE BY 58MM (2.3"). THE BOTTLE HAS A 43MM I. D. NECK AND FEATURES A LEAK-PROOF SEAL PLUG AS WELL AS A SCREW CAP. | SPIGOT HAS A RUBBER COMPONENT THAT IS INCOMPATIBLE WITH ACETONE AND ORGANIC SOLVENTS. |  | 10 | 10 | 16 | 0.9259 | CF | EA |  |  |  | 10 | 540 16 | US | 1 |  | 0 | STND | 30 | AF | IN | IN | IN | LN | WD | HT | P |  |  | O | O | O | O
GS-07F-238AA | BA-118620010 | BEL-ART | 10L BOOK BOTTLE, SPIGOT PP | BA-118620010 | 10 LITER BOOK BOTTLE, SPIGOT PP | 10 LITER BOOK BOTTLE WITH SPIGOT, POLYPROPYLENE. DESIGNED FOR SPACE SAVING CONVENIENCE, THIS HDPE ASPIRATOR CONTAINER IS MADE FROM THE UNIQUE BOOK BOTTLE. THE SPIGOT, THREADED INTO THE BOTTLE AND GASKETED, REQUIRES ONLY A 1/4" TU | THE SPIGOT HAS A 9.5MM (3/8") I. D. OPENING AND EXTENDS FROM THE FRONT OF THE BOTTLE BY 58MM (2.3"). THE BOTTLE HAS A 43MM I. D. NECK AND FEATURES A LEAK-PROOF SEAL PLUG AS WELL AS A SCREW CAP. | SPIGOT HAS A RUBBER COMPONENT THAT IS INCOMPATIBLE WITH ACETONE AND ORGANIC SOLVENTS. |  | 10 | 10.5 | 9.5 | 0.5773 | CF | EA |  |  |  | 10 | 540 16 | US | 1 |  | 0 | STND | 30 | AF | IN | IN | IN | LN | WD | HT | P |  |  | O | O | O | O
GS-07F-238AA | BA-119190000 | BEL-ART | PLASTIC WASTE JUG 5 GAL / 22L HDPE | BA-119190000 | PLASTIC WASTE JUG 5 GALLON / 22 LITER WIDE MOUTH HDPE CONTAINER | 5 GAL JUG, WIDE MOUTH HDPE SAFETY WASTE CONTAINER. MADE ESPECIALLY FOR SAFE HANDLING AND TEMPORARY STORAGE OF SPENT SOLVENTS OR OTHER LIQUID WASTES AWAITING PROPER DISPOSAL. FOR EASY FILLING, THE SCREW ON TOP HAS A FUNNEL LIKE FLARE 12CM (4-3/4") IN | A SNAP ON CAP SEALS THE FLARED TOP TO RETAIN FUMES. THE HDPE JUG IS TRANSLUCENT FOR OBSERVING LEVEL OF CONTENTS. GRADUATED IN US GALLONS , 22 LITER (5-1/2 GAL) CAPACITY. 27X25X41MM (10-3/4"X9-3/4"XBA-16-3/4"). |  |  | 10 | 10 | 16 | 0.9259 | CF | EA |  |  |  | 18 | 540 16 | US | 1 |  | 0 | STND | 30 | AF | IN | IN | IN | LN | WD | HT | P |  |  | O | O | O | O
GS-07F-238AA | BA-131600009 | BEL-ART | 12X24 BIOHAZARD DISPOSAL BAGS PRINTED P | BA-131600009 | 12X24 BIOHAZARD DISPOSAL BAGS PRINTED PP | LOW COST, RELIABLE WASTE DISPOSAL FOR AN ECONOMICAL SOLUTION TO BIOHAZARD WASTE DISPOSAL USE BEL-ART SCIENCEWARE BIOHAZARD DISPOSAL BAGS. HIGH MOLECULAR WEIGHT, HDPE (HMHD) | DISPOSAL OF USED PIPETTES, PETRI DISHES, CULTURE PLATES, MEMBRANE FILTERS AND MORE. BIOHAZARD DISPOSAL BAGS CAN BE AUTOCLAVED AT A MAXIMUM OF 121 C (250 F) AND DISCARDED. THE BAGS ARE. 03MM (.0012") THICK. | EEDS THE DART-IMPACT TEST REQUIREMENT OF BA-BA-165 GRAMS PER ASTM D1709-85. BIOHAZARD DISPOSAL BAGS ARE ALSO |  | 10 | 22 | 14 | 1.7824 | CF | CA | 100 | CA |  | 20 | 540 16 | US | 1 |  | 0 | STND | 30 | AF | IN | IN | IN | LN | WD | HT | P |  |  | O | O | O | O
GS-07F-238AA | BA-131610009 | BEL-ART | 24X30 BIOHAZARD DISPOSAL BAGS PRINTED P | BA-131610009 | 24X30 BIOHAZARD DISPOSAL BAGS PRINTED PP | LOW COST, RELIABLE WASTE DISPOSAL FOR AN ECONOMICAL SOLUTION TO BIOHAZARD WASTE DISPOSAL USE BEL-ART SCIENCEWARE BIOHAZARD DISPOSAL BAGS. HIGH MOLECULAR WEIGHT, HDPE (HMHD) | DISPOSAL OF USED PIPETTES, PETRI DISHES, CULTURE PLATES, MEMBRANE FILTERS AND MORE. BIOHAZARD DISPOSAL BAGS CAN BE AUTOCLAVED AT A MAXIMUM OF 121 C (250 F) AND DISCARDED. THE BAGS ARE. 03MM (.0012") THICK. | EEDS THE DART-IMPACT TEST REQUIREMENT OF BA-BA-165 GRAMS PER ASTM D1709-85. BIOHAZARD DISPOSAL BAGS ARE ALSO |  | 10 | 10 | 16 | 0.9259 | CF | CA | 100 | CA |  | 10 | 540 11 | US | 1 |  | 0 | STND | 30 | AF | IN | IN | IN | LN | WD | HT | P |  |  | O | O | O | O
GS-07F-238AA | BA-131620009 | BEL-ART | 24X36 HDPE BIOHAZARD DISPOSAL BAGS PRIN | BA-131620009 | 24X36 HDPE BIOHAZARD DISPOSAL BAGS PRINTED | LOW COST, RELIABLE WASTE DISPOSAL FOR AN ECONOMICAL SOLUTION TO BIOHAZARD WASTE DISPOSAL USE BEL-ART SCIENCEWARE BIOHAZARD DISPOSAL BAGS. HIGH MOLECULAR WEIGHT, HDPE (HMHD). | DISPOSAL OF USED PIPETTES, PETRI DISHES, CULTURE PLATES, MEMBRANE FILTERS AND MORE. BIOHAZARD DISPOSAL BAGS CAN BE AUTOCLAVED AT A MAXIMUM OF 121 C (250 F) AND DISCARDED. THE BAGS ARE. 03MM (.0012") THICK. | EEDS THE DART-IMPACT TEST REQUIREMENT OF BA-BA-165 GRAMS PER ASTM D1709-85. BIOHAZARD DISPOSAL BAGS ARE ALSO |  | 10 | 10 | 16 | 0.9259 | CF | CA | 100 | CA |  | 10 | 540 11 | US | 1 |  | 0 | STND | 30 | AF | IN | IN | IN | LN | WD | HT | P |  |  | O | O | O | O
GS-07F-238AA | BA-131641419 | BEL-ART | 14X19 BIOHAZARD DISPOSAL BAGS W/STERILIZ | BA-131641419 | 14X19 BIOHAZARD DISPOSAL BAGS W/STERILIZATION INDICATOR | BAGS ARE 1.5 MIL THICK AND ARE MADE FROM VIRGIN-GRADE POLYPROPYLENE TO MEET OR EXCEED THE DART IMPACT RESISTANCE TEST REQUIREMENT OF 165 GRAMS PER ASTM D1709-98. THESE BAGS FEATURE A PRE-PRINTED STERILIZATION INDICATOR PATCH | S AUTOCLAVED. THESE RED-COLORED BAGS ARE LABELED WITH THE STANDARD BIOHAZARD WARNING SYMBOL AND PRECAUTIONARY PROTOCOLS IN FOUR LANGUAGES: ENGLISH, FRENCH, GERMAN AND SPANISH. 1.5ML THICK BAGS VIRGIN-GRADE POLYPROPYLENE RED BAG COLOR | RILIZATION INDICATOR PATCHCAN BE AUTOCLAVED AT 135C (275F) |  | 10 | 14 | 26 | 2.1065 | CF | CA | 200 | CA |  | 10 | 540 16 | US | 1 |  | 0 | STND | 30 | AF | IN | IN | IN | LN | WD | HT | P |  |  | O | O | O | O
GS-07F-238AA | BA-131641923 | BEL-ART | 19X23 BIOHAZARD DISPOSAL BAGS W/STERILIZ | BA-131641923 | 19X23 BIOHAZARD DISPOSAL BAGS W/STERILIZATION INDICATOR | BAGS ARE 1.5 MIL THICK AND ARE MADE FROM VIRGIN-GRADE POLYPROPYLENE TO MEET OR EXCEED THE DART IMPACT RESISTANCE TEST REQUIREMENT OF 165 GRAMS PER ASTM D1709-98. THESE BAGS FEATURE A PRE-PRINTED STERILIZATION INDICATOR PATCH | S AUTOCLAVED. THESE RED-COLORED BAGS ARE LABELED WITH THE STANDARD BIOHAZARD WARNING SYMBOL AND PRECAUTIONARY PROTOCOLS IN FOUR LANGUAGES: ENGLISH, FRENCH, GERMAN AND SPANISH.1.5ML THICK BAGS VIRGIN-GRADE POLYPROPYLENE RED BAG COLOR | ILIZATION INDICATOR PATCH CAN BE AUTOCLAVED AT 135C (275F) |  | 10 | 26 | 32 | 4.8148 | CF | CA | 200 | CA |  | 10 | 540 16 | US | 1 |  | 0 | STND | 30 | AF | IN | IN | IN | LN | WD | HT | P |  |  | O | O | O | O
GS-07F-238AA | BA-131642535 | BEL-ART | 25X35 BIOHAZARD DISPOSAL BAGS W/STERILIZ | BA-131642535 | 25X35 BIOHAZARD DISPOSAL BAGS W/STERILIZATION INDICATOR | BAGS ARE 1.5 MIL THICK AND ARE MADE FROM VIRGIN-GRADE POLYPROPYLENE TO MEET OR EXCEED THE DART IMPACT RESISTANCE TEST REQUIREMENT OF 165 GRAMS PER ASTM D1709-98. THESE BAGS FEATURE A PRE-PRINTED STERILIZATION INDICATOR PATCH | S AUTOCLAVED. THESE RED-COLORED BAGS ARE LABELED WITH THE STANDARD BIOHAZARD WARNING SYMBOL AND PRECAUTIONARY PROTOCOLS IN FOUR LANGUAGES: ENGLISH, FRENCH, GERMAN AND SPANISH. 1.5ML THICK BAGS VIRGIN-GRADE POLYPROPYLENE RED BAG COLOR | RILIZATION INDICATOR PATCH CAN BE AUTOCLAVED AT 135C (275F) |  | 10 | 26 | 38 | 5.7176 | CF | CA | 200 | CA |  | 10 | 540 16 | US | 1 |  | 0 | STND | 30 | AF | IN | IN | IN | LN | WD | HT | P |  |  | O | O | O | O
GS-07F-238AA | BA-131643138 | BEL-ART | 31X38 BIOHAZARD DISPOSAL BAGS W/STERILIZ | BA-131643138 | 31X38 BIOHAZARD DISPOSAL BAGS W/STERILIZATION INDICATOR | BAGS ARE 1.5 MIL THICK AND ARE MADE FROM VIRGIN-GRADE POLYPROPYLENE TO MEET OR EXCEED THE DART IMPACT RESISTANCE TEST REQUIREMENT OF 165 GRAMS PER ASTM D1709-98. THESE BAGS FEATURE A PRE-PRINTED STERILIZATION INDICATOR PATCH | S AUTOCLAVED. THESE RED-COLORED BAGS ARE LABELED WITH THE STANDARD BIOHAZARD WARNING SYMBOL AND PRECAUTIONARY PROTOCOLS IN FOUR LANGUAGES: ENGLISH, FRENCH, GERMAN AND SPANISH. 1.5ML THICK BAGS VIRGIN-GRADE POLYPROPYLENE RED BAG COLOR | RILIZATION INDICATOR PATCH CAN BE AUTOCLAVED AT 135C (275F) |  | 10 | 17 | 12 | 1.1806 | CF | CA | 200 | CA |  | 10 | 540 16 | US | 1 |  | 0 | STND | 30 | AF | IN | IN | IN | LN | WD | HT | P |  |  | O | O | O | O
GS-07F-238AA | BA-131643848 | BEL-ART | 38X48 BIOHAZARD DISPOSAL BAGS W/STERILIZ | BA-131643848 | 38X48 BIOHAZARD DISPOSAL BAGS W/STERILIZATION INDICATOR | BAGS ARE 1.5 MIL THICK AND ARE MADE FROM VIRGIN-GRADE POLYPROPYLENE TO MEET OR EXCEED THE DART IMPACT RESISTANCE TEST REQUIREMENT OF 165 GRAMS PER ASTM D1709-98. THESE BAGS FEATURE A PRE-PRINTED STERILIZATION INDICATOR PATCH | S AUTOCLAVED. THESE RED-COLORED BAGS ARE LABELED WITH THE STANDARD BIOHAZARD WARNING SYMBOL AND PRECAUTIONARY PROTOCOLS IN FOUR LANGUAGES: ENGLISH, FRENCH, GERMAN AND SPANISH. 1.5ML THICK BAGS VIRGIN-GRADE POLYPROPYLENE RED BAG COLOR | RILIZATION INDICATOR PATCH CAN BE AUTOCLAVED AT 135C (275F) |  | 10 | 10 | 16 | 0.9259 | CF | CA | 100 | CA |  | 10 | 540 16 | US | 1 |  | 0 | STND | 30 | AF | IN | IN | IN | LN | WD | HT | P |  |  | O | O | O | O
GS-07F-238AA | BA-131651419 | BEL-ART | 14X19 BIOHAZARD DISPOSAL BAGS W/ STERILI | BA-131651419 | 14X19 BIOHAZARD DISPOSAL BAGS W/ STERILIZATION INDICATOR SUPER STRENGTH | 14X19 BIOHAZARD DISPOSAL BAGS WITH STERILIZATION INDICATOR, SUPER STRENGTH. EXTRA STRENGTH, HIGH IMPACT, HIGH TEMPERATURE BAGS REDUCE AUTOCLAVE TIME. PROTECT AGAINST DANGEROUS TEARS AND LEAKS WITH EXTRA STRONG, HIGH IMPACT BIOHAZARD DISPOSAL BAGS. | E ORANGE-RED BAGS ARE PRINTED WITH THE STANDARD BIOHAZARD WARNING SYMBOL AND PRECAUTIONARY PROCEDURES IN FOUR LANGUAGES; ENGLISH, FRENCH, GERMAN AND SPANISH. EXTRA HEAVY-DUTY BAGS ARE 2 MIL THICK BLENDED POLYMER, AUTOCLAVABLE TO 121 C (250 F) | TURE A STERILIZATION INDICATOR PATCH THAT DARKENS WHEN EXPOSED TO STEAM STERILIZATION. |  | 10 | 28 | 14 | 2.2685 | CF | CA | 200 | CA |  | 10 | 540 16 | US | 1 |  | 0 | STND | 30 | AF | IN | IN | IN | LN | WD | HT | P |  |  | O | O | O | O
GS-07F-238AA | BA-131651923 | BEL-ART | 19X23 BIOHAZARD DISPOSAL BAGS W/ STERILI | BA-131651923 | 19X23 BIOHAZARD DISPOSAL BAGS W/ STERILIZATION INDICATOR SUPER STRENGTH | 19X23 BIOHAZARD DISPOSAL BAGS WITH STERILIZATION INDICATOR, SUPER STRENGTH. EXTRA STRENGTH, HIGH IMPACT, HIGH TEMPERATURE BAGS REDUCE AUTOCLAVE TIME. PROTECT AGAINST DANGEROUS TEARS AND LEAKS WITH EXTRA STRONG, HIGH IMPACT BIOHAZARD DISPOSAL BAGS. | E ORANGE-RED BAGS ARE PRINTED WITH THE STANDARD BIOHAZARD WARNING SYMBOL AND PRECAUTIONARY PROCEDURES IN FOUR LANGUAGES; ENGLISH, FRENCH, GERMAN AND SPANISH. EXTRA HEAVY-DUTY BAGS ARE 2 MIL THICK BLENDED POLYMER, AUTOCLAVABLE TO 121 C (250 F) | TURE A STERILIZATION INDICATOR PATCH THAT DARKENS WHEN EXPOSED TO STEAM STERILIZATION. |  | 10 | 42 | 15.5 | 3.7674 | CF | CA | 200 | CA |  | 10 | 540 16 | US | 1 |  | 0 | STND | 30 | AF | IN | IN | IN | LN | WD | HT | P |  |  | O | O | O | O
GS-07F-238AA | BA-131652535 | BEL-ART | 25X35 BIOHAZARD DISPOSAL BAGS W/ STERILI | BA-131652535 | 25X35 BIOHAZARD DISPOSAL BAGS W/ STERILIZATION INDICATOR SUPER STRENGTH | 25X35 BIOHAZARD DISPOSAL BAGS WITH STERILIZATION INDICATOR, SUPER STRENGTH. EXTRA STRENGTH, HIGH IMPACT, HIGH TEMPERATURE BAGS REDUCE AUTOCLAVE TIME. PROTECT AGAINST DANGEROUS TEARS AND LEAKS WITH EXTRA STRONG, HIGH IMPACT BIOHAZARD DISPOSAL BAGS. | E ORANGE-RED BAGS ARE PRINTED WITH THE STANDARD BIOHAZARD WARNING SYMBOL AND PRECAUTIONARY PROCEDURES IN FOUR LANGUAGES; ENGLISH, FRENCH, GERMAN AND SPANISH. EXTRA HEAVY-DUTY BAGS ARE 2 MIL THICK BLENDED POLYMER, AUTOCLAVABLE TO 121 C (250 F) | TURE A STERILIZATION INDICATOR PATCH THAT DARKENS WHEN EXPOSED TO STEAM STERILIZATION. |  | 10 | 10 | 16 | 0.9259 | CF | CA | 200 | CA |  | 10 | 540 16 | US | 1 |  | 0 | STND | 30 | AF | IN | IN | IN | LN | WD | HT | P |  |  | O | O | O | O
GS-07F-238AA | BA-131653138 | BEL-ART | 31X38 BIOHAZARD DISPOSAL BAGS W/ STERILI | BA-131653138 | 31X38 BIOHAZARD DISPOSAL BAGS W/ STERILIZATION INDICATOR SUPER | 31X38 BIOHAZARD DISPOSAL BAGS WITH STERILIZATION INDICATOR, SUPER STRENGTH. EXTRA STRENGTH, HIGH IMPACT, HIGH TEMPERATURE BAGS REDUCE AUTOCLAVE TIME. PROTECT AGAINST DANGEROUS TEARS AND LEAKS WITH EXTRA STRONG, HIGH IMPACT BIOHAZARD DISPOSAL BAGS. | E ORANGE-RED BAGS ARE PRINTED WITH THE STANDARD BIOHAZARD WARNING SYMBOL AND PRECAUTIONARY PROCEDURES IN FOUR LANGUAGES; ENGLISH, FRENCH, GERMAN AND SPANISH. EXTRA HEAVY-DUTY BAGS ARE 2 MIL THICK BLENDED POLYMER, AUTOCLAVABLE TO 121 C (250 F) | TURE A STERILIZATION INDICATOR PATCH THAT DARKENS WHEN EXPOSED TO STEAM STERILIZATION. |  | 10 | 10 | 16 | 0.9259 | CF | CA | 200 | CA |  | 10 | 540 16 | US | 1 |  | 0 | STND | 30 | AF | IN | IN | IN | LN | WD | HT | P |  |  | O | O | O | O
GS-07F-238AA | BA-131653748 | BEL-ART | 38X48 BIOHAZARD DISPOSAL BAGS W/ STERILI | BA-131653748 | 38X48 BIOHAZARD DISPOSAL BAGS W/ STERILIZATION INDICATOR SUPER STRENGTH | 38X48 BIOHAZARD DISPOSAL BAGS WITH STERILIZATION INDICATOR, SUPER STRENGTH. EXTRA STRENGTH, HIGH IMPACT, HIGH TEMPERATURE BAGS REDUCE AUTOCLAVE TIME. PROTECT AGAINST DANGEROUS TEARS AND LEAKS WITH EXTRA STRONG, HIGH IMPACT BIOHAZARD DISPOSAL BAGS. | E ORANGE-RED BAGS ARE PRINTED WITH THE STANDARD BIOHAZARD WARNING SYMBOL AND PRECAUTIONARY PROCEDURES IN FOUR LANGUAGES; ENGLISH, FRENCH, GERMAN AND SPANISH. EXTRA HEAVY-DUTY BAGS ARE 2 MIL THICK BLENDED POLYMER, AUTOCLAVABLE TO 121 C (250 F) | TURE A STERILIZATION INDICATOR PATCH THAT DARKENS WHEN EXPOSED TO STEAM STERILIZATION. |  | 10 | 10 | 16 | 0.9259 | CF | CA | 100 | CA |  | 10 | 540 16 | US | 1 |  | 0 | STND | 30 | AF | IN | IN | IN | LN | WD | HT | P |  |  | O | O | O | O
GS-07F-238AA | BA-131852430 | BEL-ART | 24X 30" AUTOCLAVABLE BAGS CLAVIES POL | BA-131852430 | 24" X30" AUTOCLAVABLE BAGS CLAVIES PP | 24"X30" BAGS, AUTOCLAVABLE POLYPROPYLENE. FOR MAXIMUM PROTECTION AND CONVENIENCE WHEN DISPOSING OF LAB WASTES, CLAVIES TRANSPARENT, AUTOCLAVE BAGS ARE POLYPROPYLENE.05 MM (.002") THICK. FILL THE BAG WITH USED PETRI DISHES, MEMBRANE FILTERS, | CULTURE PLATES, PIPETTES, ETC., THEN AUTOCLAVE AND DISCARD. HOLDS 200 STANDARD PETRI DISHES. STEAM AUTOCLAVABLE AT 135 C (275 F). |  |  | 10 | 10 | 16 | 0.9259 | CF | CA | 100 | CA |  | 5 | 540 11 | US | 1 |  | 0 | STND | 30 | AF | IN | IN | IN | LN | WD | HT | P |  |  | O | O | O | O
GS-07F-238AA | BA-131852436 | BEL-ART | 24X 36" AUTOCLAVABLE BAGS CLAVIES POL | BA-131852436 | 24" X36" AUTOCLAVABLE BAGS CLAVIES PP | 24"X36" BAGS, AUTOCLAVABLE POLYPROPYLENE. FOR MAXIMUM PROTECTION AND CONVENIENCE WHEN DISPOSING OF LAB WASTES, CLAVIES TRANSPARENT, AUTOCLAVE BAGS ARE POLYPROPYLENE.05 MM (.002") THICK. FILL THE BAG WITH USED PETRI DISHES, MEMBRANE FILTERS, | CULTURE PLATES, PIPETTES, ETC., THEN AUTOCLAVE AND DISCARD. HOLDS 240 STANDARD PETRI DISHES. STEAM AUTOCLAVABLE AT 135 C (275 F). |  |  | 10 | 10 | 16 | 0.9259 | CF | CA | 100 | CA |  | 5 | 540 11 | US | 1 |  | 0 | STND | 30 | AF | IN | IN | IN | LN | WD | HT | P |  |  | O | O | O | O
GS-07F-238AA | BA-131980000 | BEL-ART | AUTOCLAVE DEODORIZING PADS CLOVE ODO-CLA | BA-131980000 | AUTOCLAVE DEODORIZING PADS CLOVE ODO-CLAVE | AUTOCLAVE DEODORIZING PADS FOR NEUTRALIZING ODOR, CLOVE ODO-CLAVE. THESE PADS ARE IMPREGNATED WITH A HEAT-RELEASED DEODORANT THAT DOESN'T MERELY MASK AUTOCLAVE ODORS, BUT ACTUALLY NEUTRALIZES THEM WITH ONE OF FOUR PLEASANT SCENTS. | PROTECTIVE COVER MELTS IN AUTOCLAVE, ALLOWING DEODORANT TO BE HEAT ACTIVATED. NEAT AND EASY TO HANDLE, SIMPLY UNWRAP AND PLACE A PAD IN EACH BAG PRIOR TO AUTOCLAVING. ODO-CLAVE PADS ARE 32MM (1-1/4") SQUARE. |  |  | 10 | 10 | 16 | 0.9259 | CF | CA | 100 | CA |  | 5 | 540 16 | US | 1 |  | 0 | STND | 30 | AF | IN | IN | IN | LN | WD | HT | P |  |  | O | O | O | O
GS-07F-238AA | BA-131980001 | BEL-ART | AUTOCLAVE DEODORIZING PADS CHERRY ODO-CL | BA-131980001 | AUTOCLAVE DEODORIZING PADS CHERRY ODO-CLAVE | AUTOCLAVE DEODORIZING PADS FOR NEUTRALIZING ODOR, CHERRY ODO-CLAVE. THESE PADS ARE IMPREGNATED WITH A HEAT-RELEASED DEODORANT THAT DOESN'T MERELY MASK AUTOCLAVE ODORS, BUT ACTUALLY NEUTRALIZES THEM WITH ONE OF FOUR PLEASANT SCENTS. | PROTECTIVE COVER MELTS IN AUTOCLAVE, ALLOWING DEODORANT TO BE HEAT ACTIVATED. NEAT AND EASY TO HANDLE, SIMPLY UNWRAP AND PLACE A PAD IN EACH BAG PRIOR TO AUTOCLAVING. ODO-CLAVE PADS ARE 32MM (1-1/4") SQUARE. |  |  | 10 | 10 | 16 | 0.9259 | CF | CA | 100 | CA |  | 5 | 540 16 | US | 1 |  | 0 | STND | 30 | AF | IN | IN | IN | LN | WD | HT | P |  |  | O | O | O | O
GS-07F-238AA | BA-131980002 | BEL-ART | AUTOCLAVE DEODORIZING PADS PINE ODO-CLAV | BA-131980002 | AUTOCLAVE DEODORIZING PADS PINE ODO-CLAVE | AUTOCLAVE DEODORIZING PADS FOR NEUTRALIZING ODOR, PINE ODO-CLAVE. THESE PADS ARE IMPREGNATED WITH A HEAT-RELEASED DEODORANT THAT DOESN'T MERELY MASK AUTOCLAVE ODORS, BUT ACTUALLY NEUTRALIZES THEM WITH ONE OF FOUR PLEASANT SCENTS. | PROTECTIVE COVER MELTS IN AUTOCLAVE, ALLOWING DEODORANT TO BE HEAT ACTIVATED. NEAT AND EASY TO HANDLE, SIMPLY UNWRAP AND PLACE A PAD IN EACH BAG PRIOR TO AUTOCLAVING. ODO-CLAVE PADS ARE 32MM (1-1/4") SQUARE. |  |  | 10 | 10 | 16 | 0.9259 | CF | CA | 100 | CA |  | 5 | 540 16 | US | 1 |  | 0 | STND | 30 | AF | IN | IN | IN | LN | WD | HT | P |  |  | O | O | O | O
GS-07F-238AA | BA-131980003 | BEL-ART | AUTOCLAVE DEODORIZING PADS LEMON ODO-CLA | BA-131980003 | AUTOCLAVE DEODORIZING PADS LEMON ODO-CLAVE | AUTOCLAVE DEODORIZING PADS FOR NEUTRALIZING ODOR, LEMON ODO-CLAVE. THESE PADS ARE IMPREGNATED WITH A HEAT-RELEASED DEODORANT THAT DOESN'T MERELY MASK AUTOCLAVE ODORS, BUT ACTUALLY NEUTRALIZES THEM WITH ONE OF FOUR PLEASANT SCENTS. | PROTECTIVE COVER MELTS IN AUTOCLAVE, ALLOWING DEODORANT TO BE HEAT ACTIVATED. NEAT AND EASY TO HANDLE, SIMPLY UNWRAP AND PLACE A PAD IN EACH BAG PRIOR TO AUTOCLAVING. ODO-CLAVE PADS ARE 32MM (1-1/4") SQUARE. |  |  | 10 | 15.5 | 12 | 1.0764 | CF | CA | 100 | CA |  | 5 | 540 16 | US | 1 |  | 0 | STND | 30 | AF | IN | IN | IN | LN | WD | HT | P |  |  | O | O | O | O
GS-07F-238AA | BA-131990000 | BEL-ART | AUTOCLAVE DEODORIZING PADS ODO-CLAVE 3X | BA-131990000 | AUTOCLAVE DEODORIZING PADS ODO-CLAVE 3X CLOVE | AUTOCLAVE DEODORIZING PADS FOR NEUTRALIZING ODOR, ODO-CLAVE 3X CLOVE. THESE PRACTICAL AND ECONOMICAL CLOVE SCENTED PADS RELEASE THREE TIMES THE DEODORANT OF THE STANDARD PADS. PADS ARE 57MM SQUARE (2-1/4"). | PROTECTIVE COVER MELTS IN AUTOCLAVE, ALLOWING DEODORANT TO BE HEAT ACTIVATED. NEAT AND EASY TO HANDLE, SIMPLY UNWRAP AND PLACE A PAD IN EACH BAG PRIOR TO AUTOCLAVING. ODO-CLAVE PADS ARE 32MM (1-1/4") SQUARE. |  |  | 10 | 10 | 16 | 0.9259 | CF | CA | 100 | CA |  | 5 | 540 16 | US | 1 |  | 0 | STND | 30 | AF | IN | IN | IN | LN | WD | HT | P |  |  | O | O | O | O
GS-07F-238AA | BA-132020020 | BEL-ART | 7.3GAL AUTO WASTE CAN MD HANDS FREE | BA-132020020 | 7.3 GALLON AUTOMATIC WASTE CAN TOUCH FREE BATTERY OPERATED TRASH RECEPTACLE | 7.3 GALLON AUTOMATIC WASTE CAN, TOUCH FREE BATTERY OPERATED TRASH RECEPTACLE |  |  |  | 10 | 10 | 16 | 0.9259 | CF | EA |  |  |  | 5 | 540 16 | US | 1 |  | 0 | STND | 30 | AF | IN | IN | IN | LN | WD | HT | P |  |  | O | O | O | O
GS-07F-238AA | BA-132020030 | BEL-ART | 12 GAL AUTO WASTE CAN LG HANDS FREE | BA-132020030 | 12 GALLON AUTOMATIC WASTE CAN TOUCH FREE TRASH RECEPTACLE STAINLESS STEEL | 12 GALLON AUTOMATIC WASTE CAN, TOUCH FREE TRASH RECEPTACLE, STAINLESS STEEL |  |  |  | 10 | 10 | 18 | 1.0417 | CF | EA |  |  |  | 4 | 540 16 | CA | 1 |  | 0 | STND | 30 | AF | IN | IN | IN | LN | WD | HT | P |  |  | O | O | O | O
GS-07F-238AA | BA-132340000 | BEL-ART | TRASH DISPOSAL POUCH FOR BIOHAZARD SHARP | BA-132340000 | TRASH DISPOSAL POUCH FOR BIOHAZARD SHARP OBJECT WASTE MATERIALS | TRASH DISPOSAL POUCH FOR BIOHAZARD SHARP OBJECT WASTE MATERIALS. AVOID THE DANGER OF BEING CUT BY CONTAMINATED SHARP OBJECTS; USE THE BIOHAZARD SHARP OBJECT SAFETY POUCH FOR BENCH-TOP COLLECTION AND DISPOSAL. | AFTER FILLING, TOP FLAPS CLOSE AND LOCK IN PLACE FOR SAFE DISPOSAL. BOLD BIOHAZARD SYMBOL FOR EASY VISIBILITY. THE OPTIONAL BRIGHT BIOHAZARD ORANGE EPOXY COATED STEEL WIRE STAND (BA-132360000) PROVIDE | NEEDS STABLE SUPPORT TO KEEP THE BIOHAZARD SHARP OBJECTS SAFETY POUCH UPRIGHT AND OPEN ON THE BENCH FOR EASY ACCESS. |  | 10 | 10 | 16 | 0.9259 | CF | CA | 200 | CA |  | 10 | 540 16 | US | 1 |  | 0 | STND | 30 | AF | IN | IN | IN | LN | WD | HT | P |  |  | O | O | O | O
GS-07F-238AA | BA-134680000 | BEL-ART | MULTI ROLL DISPENSER FOR LABEL TAPE SM | BA-134680000 | MULTIPLE ROLL TAPE DISPENSER FOR WRITE-ON LABEL TAPE SMALL | MULTIPLE ROLL TAPE DISPENSER. SCIENCEWARE WRITE-ON LABELING TAPE OR ANY TAPE WITH A 76MM (3") ID CORE WILL FIT ON THE DRUM WHICH INCLUDES DISKS TO PREVENT ROLLS FROM BINDING AGAINST EACH OTHER. A HAND CAN REST ON THE LARGE WRITING SURFACE, 102X152M | M (4"X6") THAT HAS A BUILT IN CUTTING SERRATIONS. HOLDS MULTIPLE ROLLS OF LABELING TAPE. MIX COLORS WITH DIFFERENT WIDTHS TO MAKE A DISPENSER THAT MATCHES SPECIFIC NEEDS. FLAT WRITING SURFACE HELPS MAKE NEATER LABELS. HEAVY STEEL BASE IS COATED FOR | EASY CLEANING AND HAS RUBBER FEET TO STOP SLIDING ON BENCH. BASE DIMENSIONS: 26X15X11CM HIGH (10-1/4"X6" X4-3/8"). WEIGHT 2.3 KG (5 LBS). ORDER TAPE SEPARATELY. |  | 10 | 4 | 4 | 0.0926 | CF | EA |  |  |  | 6 | 540 16 | US | 1 |  | 0 | STND | 30 | AF | IN | IN | IN | LN | WD | HT | P |  |  | O | O | O | O
GS-07F-238AA | BA-134720000 | BEL-ART | DESKTOP DISPENSER FOR LABEL TAPE LRG | BA-134720000 | DESKTOP TAPE DISPENSER FOR WRITE-ON LABEL TAPE LARGE | DIMENSIONS: 302X143X121MM OR (12X55/8X43/4"H ). DISPENSER HOLDS UP TO 7 ROLLS OF 1/2"WIDE LABELING TAPE WITH A 25MM OR 75MM (1" OR 3") CORE DIAMETER. WRITE-ON LABEL TAPE IS AVAILABLE IN 5 COLORS AND 3 WIDTHS. | S AND DIAMETER TAPES CAN BE COMBINED ON THE DISPENSER. AS TAPE IS PROGRESSED AND SEVERED ON THE SERRATED EDGE, A NEW SECTION OF TAPE IS SITUATED ON A PLATFORM, READY TO MAKE A NEW LABEL. INCLUDES 3 PLASTIC SEPARATING DISCS AND MOLDED-IN PEN HOLDERS T | WO MODELS AVAILABLE: A) THE WRITE-ON BENCH TOP TAPE DISPENSER COMES WITH A PLASTIC COATED, WEIGHTED STEEL BASE WITH RUBBER FEET TO AVOID SLIPPING ON THE BENCH TOP. THE JAGGED CUTTING EDGE IS STEEL FOR LONG-TERM USE. INCLUDES 1 FREE ROLL OF 1/2"WHIT |  | 10 | 10 | 16 | 0.9259 | CF | EA |  |  |  | 6 | 540 16 | US | 1 |  | 0 | STND | 30 | AF | IN | IN | IN | LN | WD | HT | P |  |  | O | O | O | O
GS-07F-238AA | BA-146200000 | BEL-ART | 10" BUCHNER FUNNEL COARSE FIXED PLATE | BA-146200000 | 10.25" BUCHNER TABLETOP FUNNEL POLY COARSE POROSITY FIXED PLATE | 10.25" POLY BUCHNER TABLETOP FUNNEL WITH COARSE POROSITY FIXED PLATE. COARSE POROSITY IS 90-130 MICRONS. 260MM (10.25") INSIDE DIAMETER, 178MM (7") OVERALL HEIGHT, 127MM (5") RIM TO PLATE. FIXED FILTER PLATE IS 6.4MM (1/4") THICK HDPE | POLY WITH A NON-POROUS CIRCUMFERENCE TO BETTER FASTEN FILTER PAPER TO THE PLATE. BUCHNER FUNNELS ARE ALSO | 3/16") DIAMETER ON 11MM (7/16") CENTERS. THE FIXED PLATE MODELS CAN BE USED FOR COARSE FILTRATION OR WITH A CLOTH OR PAPER FILTER. A REMOVABLE FILTER PLATE ALLOWS EASIER CLEANING AND PRECIOUS METALS RECOVERY. |  | 10 | 10 | 16 | 0.9259 | CF | EA |  |  |  | 22 | 540 16 | US | 1 |  | 0 | STND | 30 | AF | IN | IN | IN | LN | WD | HT | P |  |  | O | O | O | O
GS-07F-238AA | BA-146201260 | BEL-ART | 10" BUCHNER FUNNEL COARSE REMOV PLATE | BA-146201260 | 10.25" BUCHNER TABLETOP FUNNEL POLY COARSE POROSITY REMOVABLE PLATE | 10.25" POLY BUCHNER TABLETOP FUNNEL WITH COARSE POROSITY REMOVABLE PLATE. COARSE POROSITY IS 90-130 MICRONS. 260MM (10.25") INSIDE DIAMETER, 178MM (7") OVERALL HEIGHT, 127MM (5") RIM TO PLATE. REMOVABLE FILTER PLATE IS 6.4MM (1/4") THICK HDPE | POLYETHYLENE WITH A NON-POROUS CIRCUMFERENCE TO BETTER FASTEN FILTER PAPER TO THE PLATE. BUCHNER FUNNELS ARE ALSO | 4.8MM (3/16") DIAMETER ON 11MM (7/16") CENTERS. THE FIXED PLATE MODELS CAN BE USED FOR COARSE FILTRATION OR WITH A CLOTH OR PAPER FILTER. A REMOVABLE FILTER PLATE ALLOWS EASIER CLEANING AND PRECIOUS METALS RECOVERY. ALL PLATES ARE SUPPORTED BY A |  | 10 | 10 | 16 | 0.9259 | CF | EA |  |  |  | 24 | 540 16 | US | 1 |  | 0 | STND | 30 | AF | IN | IN | IN | LN | WD | HT | P |  |  | O | O | O | O
GS-07F-238AA | BA-146210000 | BEL-ART | 18" BUCHNER FUNNEL COARSE FIXED PLATE | BA-146210000 | 18" BUCHNER TABLETOP FUNNEL POLY COARSE POROSITY FIXED PLATE | 18" POLY BUCHNER TABLETOP FUNNEL WITH COARSE POROSITY FIXED PLATE. COARSE POROSITY IS 90-130 MICRONS. 457MM (18") INSIDE DIAMETER, 292MM (11.5") OVERALL HEIGHT, 229MM (9") RIM TO PLATE. FIXED FILTER PLATE IS 6.4MM (1/4") THICK HDPE | NE WITH A NON-POROUS CIRCUMFERENCE TO BETTER FASTEN FILTER PAPER TO THE PLATE. BUCHNER FUNNELS ARE ALSO | 6") DIAMETER ON 11MM (7/16") CENTERS. THE FIXED PLATE MODELS CAN BE USED FOR COARSE FILTRATION OR WITH A CLOTH OR PAPER FILTER. A REMOVABLE FILTER PLATE ALLOWS EASIER CLEANING AND PRECIOUS METALS RECOVERY. |  | 10 | 10 | 16 | 0.9259 | CF | EA |  |  |  | 28 | 540 16 | US | 1 |  | 0 | STND | 30 | AF | IN | IN | IN | LN | WD | HT | P |  |  | O | O | O | O
GS-07F-238AA | BA-146211457 | BEL-ART | 18" BUCHNER FUNNEL COARSE REMOV PLATE | BA-146211457 | 18" BUCHNER TABLETOP FUNNEL POLY COARSE POROSITY REMOVABLE PLATE | 18" POLY BUCHNER TABLETOP FUNNEL WITH COARSE POROSITY REMOVABLE PLATE. COARSE POROSITY IS 90-130 MICRONS. 457MM (18") INSIDE DIAMETER, 292MM (11.5") OVERALL HEIGHT, 229MM (9") RIM TO PLATE. REMOVABLE FILTER PLATE IS 6.4MM (1/4") THICK HDPE | POLYETHYLENE WITH A NON-POROUS CIRCUMFERENCE TO BETTER FASTEN FILTER PAPER TO THE PLATE. BUCHNER FUNNELS ARE ALSO | 8MM (3/16") DIAMETER ON 11MM (7/16") CENTERS. THE FIXED PLATE MODELS CAN BE USED FOR COARSE FILTRATION OR WITH A CLOTH OR PAPER FILTER. A REMOVABLE FILTER PLATE ALLOWS EASIER CLEANING AND PRECIOUS METALS RECOVERY. ALL PLATES ARE SUPPORTED |  | 10 | 10 | 16 | 0.9259 | CF | EA |  |  |  | 28 | 540 16 | US | 1 |  | 0 | STND | 30 | AF | IN | IN | IN | LN | WD | HT | P |  |  | O | O | O | O
GS-07F-238AA | BA-146220000 | BEL-ART | 24" BUCHNER FUNNEL COARSE FIXED PLATE | BA-146220000 | 24" BUCHNER TABLETOP FUNNEL POLY COARSE POROSITY FIXED PLATE | 24" POLY BUCHNER TABLETOP FUNNEL WITH COARSE POROSITY FIXED PLATE. COARSE POROSITY IS 90-130 MICRONS. 610MM (24") INSIDE DIAMETER, 330MM (13") OVERALL HEIGHT, 267MM (10.25") RIM TO PLATE. FIXED FILTER PLATE IS 6.4MM (1/4") THICK HDPE | POLY WITH A NON-POROUS CIRCUMFERENCE TO BETTER FASTEN FILTER PAPER TO THE PLATE. BUCHNER FUNNELS ARE ALSO | /16") DIAMETER ON 11MM (7/16") CENTERS. THE FIXED PLATE MODELS CAN BE USED FOR COARSE FILTRATION OR WITH A CLOTH OR PAPER FILTER. A REMOVABLE FILTER PLATE ALLOWS EASIER CLEANING AND PRECIOUS METALS RECOVERY. |  | 10 | 10 | 16 | 0.9259 | CF | EA |  |  |  | 38 | 540 16 | US | 1 |  | 0 | STND | 30 | AF | IN | IN | IN | LN | WD | HT | P |  |  | O | O | O | O
GS-07F-238AA | BA-146221610 | BEL-ART | 24" BUCHNER FUNNEL COARSE REMOV PLATE | BA-146221610 | 24" BUCHNER TABLETOP FUNNEL POLY COARSE POROSITY REMOVABLE PLATE | 24" POLY BUCHNER TABLETOP FUNNEL WITH COARSE POROSITY REMOVABLE PLATE. COARSE POROSITY IS 90-130 MICRONS. 610MM (24") INSIDE DIAMETER, 330MM (13") OVERALL HEIGHT, 267MM (10.25") RIM TO PLATE. REMOVABLE FILTER PLATE IS 6.4MM (1/4") THICK HDPE | POLYETHYLENE WITH A NON-POROUS CIRCUMFERENCE TO BETTER FASTEN FILTER PAPER TO THE PLATE. BUCHNER FUNNELS ARE ALSO | 4.8MM (3/16") DIAMETER ON 11MM (7/16") CENTERS. THE FIXED PLATE MODELS CAN BE USED FOR COARSE FILTRATION OR WITH A CLOTH OR PAPER FILTER. A REMOVABLE FILTER PLATE ALLOWS EASIER CLEANING AND PRECIOUS METALS RECOVERY. |  | 10 | 10 | 16 | 0.9259 | CF | EA |  |  |  | 42 | 540 16 | US | 1 |  | 0 | STND | 30 | AF | IN | IN | IN | LN | WD | HT | P |  |  | O | O | O | O
GS-07F-238AA | BA-146230000 | BEL-ART | 36" BUCHNER FUNNEL COARSE FIXED PLATE | BA-146230000 | 36" BUCHNER TABLETOP FUNNEL POLY COARSE POROSITY FIXED PLATE | 36" POLY BUCHNER TABLETOP FUNNEL WITH COARSE POROSITY FIXED PLATE. COARSE POROSITY IS 90-130 MICRONS. 914MM (36") INSIDE DIAMETER, 375MM (14.75") OVERALL HEIGHT, 375MM (12") RIM TO PLATE. FIXED FILTER PLATE IS 6.4MM (1/4") THICK HDPE | POLY WITH A NON-POROUS CIRCUMFERENCE TO BETTER FASTEN FILTER PAPER TO THE PLATE. BUCHNER FUNNELS ARE ALSO | /16") DIAMETER ON 11MM (7/16") CENTERS. THE FIXED PLATE MODELS CAN BE USED FOR COARSE FILTRATION OR WITH A CLOTH OR PAPER FILTER. A REMOVABLE FILTER PLATE ALLOWS EASIER CLEANING AND PRECIOUS METALS RECOVERY. |  | 10 | 10 | 16 | 0.9259 | CF | EA |  |  |  | 48 | 540 16 | US | 1 |  | 0 | STND | 30 | AF | IN | IN | IN | LN | WD | HT | P |  |  | O | O | O | O
GS-07F-238AA | BA-146253510 | BEL-ART | 10.25" BUCHNER FUNNEL MED FIXED PLATE | BA-146253510 | 10.25" BUCHNER TABLETOP FUNNEL POLY MEDIUM POROSITY FIXED PLATE | 10.25" POLY BUCHNER TABLETOP FUNNEL WITH MEDIUM POROSITY FIXED PLATE. MEDIUM POROSITY IS 45-90 MICRONS. 260MM (10.25") INSIDE DIAMETER, 178MM (7") OVERALL HEIGHT, 127MM (5") RIM TO PLATE. FIXED FILTER PLATE IS 6.4MM (1/4") THICK HDPE | POLY WITH A NON-POROUS CIRCUMFERENCE TO BETTER FASTEN FILTER PAPER TO THE PLATE. BUCHNER FUNNELS ARE ALSO | /16") DIAMETER ON 11MM (7/16") CENTERS. THE FIXED PLATE MODELS CAN BE USED FOR COARSE FILTRATION OR WITH A CLOTH OR PAPER FILTER. A REMOVABLE FILTER PLATE ALLOWS EASIER CLEANING AND PRECIOUS METALS RECOVERY. |  | 10 | 10 | 16 | 0.9259 | CF | EA |  |  |  | 24 | 540 16 | US | 1 |  | 0 | STND | 30 | AF | IN | IN | IN | LN | WD | HT | P |  |  | O | O | O | O
GS-07F-238AA | BA-146253518 | BEL-ART | 18" BUCHNER FUNNEL MED FIXED PLATE | BA-146253518 | 18" BUCHNER TABLETOP FUNNEL POLY MEDIUM POROSITY FIXED PLATE | 18" POLY BUCHNER TABLETOP FUNNEL WITH MEDIUM POROSITY FIXED PLATE. MEDIUM POROSITY IS 45-90 MICRONS. 457MM (18") INSIDE DIAMETER, 292MM (11.5") OVERALL HEIGHT, 229MM (9") RIM TO PLATE. FIXED FILTER PLATE IS 6.4MM (1/4") THICK HDPE | NON-POROUS CIRCUMFERENCE TO BETTER FASTEN FILTER PAPER TO THE PLATE. BUCHNER FUNNELS ARE ALSO | THE FIXED PLATE MODELS CAN BE USED FOR COARSE FILTRATION OR WITH A CLOTH OR PAPER FILTER. A REMOVABLE FILTER PLATE ALLOWS EASIER CLEANING AND PRECIOUS METALS RECOVERY. |  | 10 | 10 | 16 | 0.9259 | CF | EA |  |  |  | 28 | 540 16 | US | 1 |  | 0 | STND | 30 | AF | IN | IN | IN | LN | WD | HT | P |  |  | O | O | O | O
GS-07F-238AA | BA-146253524 | BEL-ART | 24" BUCHNER FUNNEL MED FIXED PLATE | BA-146253524 | 24" BUCHNER TABLETOP FUNNEL POLY MEDIUM POROSITY FIXED PLATE | LARGE VOLUME, ONE PIECE DESIGN RUGGED AND RIGID POLYETHYLENE CONSTRUCTION, IDEAL FOR HEAVY USE | DIMENSIONS: 610MM (24") INSIDE DIAMETER, 330MM (13") OVERALL HEIGHT, 267MM (10.25") RIM TO PLATE |  |  | 10 | 10 | 16 | 0.9259 | CF | EA |  |  |  | 58 | 540 16 | US | 1 |  | 0 | STND | 30 | AF | IN | IN | IN | LN | WD | HT | P |  |  | O | O | O | O
GS-07F-238AA | BA-146263510 | BEL-ART | 10.25" BUCHNER FUNNEL MED REMOV PLATE | BA-146263510 | 10.25" BUCHNER TABLETOP FUNNEL POLY MEDIUM POROSITY REMOVABLE PLATE | 10.25" POLY BUCHNER TABLETOP FUNNEL WITH MEDIUM POROSITY REMOVABLE PLATE. MEDIUM POROSITY IS 45-90 MICRONS. 260MM (10.25") INSIDE DIAMETER, 178MM (7") OVERALL HEIGHT, 127MM (5") RIM TO PLATE. REMOVABLE FILTER PLATE IS 6.4MM (1/4") THICK HDPE | POLYETHYLENE WITH A NON-POROUS CIRCUMFERENCE TO BETTER FASTEN FILTER PAPER TO THE PLATE. BUCHNER FUNNELS ARE ALSO | 4.8MM (3/16") DIAMETER ON 11MM (7/16") CENTERS. THE FIXED PLATE MODELS CAN BE USED FOR COARSE FILTRATION OR WITH A CLOTH OR PAPER FILTER. A REMOVABLE FILTER PLATE ALLOWS EASIER CLEANING AND PRECIOUS METALS RECOVERY. ALL PLATES ARE SUPPORTED BY A |  | 10 | 10 | 16 | 0.9259 | CF | EA |  |  |  | 24 | 540 16 | US | 1 |  | 0 | STND | 30 | AF | IN | IN | IN | LN | WD | HT | P |  |  | O | O | O | O
GS-07F-238AA | BA-146270000 | BEL-ART | 10.25" BUCHNER FUNNEL PERF FIXED PLATE | BA-146270000 | 10.25" BUCHNER TABLETOP FUNNEL POLY PERFORATED FIXED PLATE | 10.25" POLY BUCHNER TABLETOP FUNNEL WITH MEDIUM PERFORATED FIXED PLATE. MEDIUM POROSITY IS 45-90 MICRONS. 260MM (10.25") INSIDE DIAMETER, 178MM (7") OVERALL HEIGHT, 127MM (5") RIM TO PLATE. FIXED FILTER PLATE IS 6.4MM (1/4") THICK HDPE | POLY. | R WITH A CLOTH OR PAPER FILTER. A REMOVABLE FILTER PLATE ALLOWS EASIER CLEANING AND PRECIOUS METALS RECOVERY. |  | 10 | 10 | 16 | 0.9259 | CF | EA |  |  |  | 24 | 540 16 | US | 1 |  | 0 | STND | 30 | AF | IN | IN | IN | LN | WD | HT | P |  |  | O | O | O | O
GS-07F-238AA | BA-146271260 | BEL-ART | 10.25" BUCHNER FUNNEL PERF REMOV PLATE | BA-146271260 | 10.25" BUCHNER TABLETOP FUNNEL POLY PERFORATED REMOVABLE PLATE | 10.25" POLY BUCHNER TABLETOP FUNNEL WITH MEDIUM PERFORATED REMOVABLE PLATE. MEDIUM POROSITY IS 45-90 MICRONS. 260MM (10.25") INSIDE DIAMETER, 178MM (7") HEIGHT, 127MM (5") RIM TO PLATE. | . THE HDPE RIGID PLATE IS 4.8MM (3/16") THICK. HOLES ARE 4.8MM (3/16") DIAMETER ON 11MM (7/16") CENTERS. THE FIXED PLATE MODELS CAN BE USED FOR COARSE FILTRATION OR WITH A CLOTH OR PAPER FILTER. A REMOVABLE FILTER PLATE ALLOWS | EASIER CLEANING AND PRECIOUS METALS RECOVERY. |  | 10 | 10 | 16 | 0.9259 | CF | EA |  |  |  | 24 | 540 16 | US | 1 |  | 0 | STND | 30 | AF | IN | IN | IN | LN | WD | HT | P |  |  | O | O | O | O
GS-07F-238AA | BA-146271457 | BEL-ART | 18" BUCHNER FUNNEL PERF REMOV PLATE | BA-146271457 | 18" BUCHNER TABLETOP FUNNEL POLY PERFORATED REMOVABLE PLATE | 18" POLY BUCHNER TABLETOP FUNNEL WITH MEDIUM PERFORATED REMOVABLE PLATE. MEDIUM POROSITY IS 45-90 MICRONS. 457MM (18") INSIDE DIAMETER, 292MM (11.5") OVERALL HEIGHT, 229MM (9") RIM TO PLATE. | THE HDPE RIGID PLATE IS 4.8MM (3/16") THICK. HOLES ARE 4.8MM (3/16") DIAMETER ON 11MM (7/16") CENTERS. THE FIXED PLATE MODELS CAN BE USED FOR COARSE FILTRATION OR WITH A CLOTH OR PAPER FILTER. A REMOVABLE FILTER PLATE | CLEANING AND PRECIOUS METALS RECOVERY. |  | 10 | 10 | 16 | 0.9259 | CF | EA |  |  |  | 28 | 540 16 | US | 1 |  | 0 | STND | 30 | AF | IN | IN | IN | LN | WD | HT | P |  |  | O | O | O | O
GS-07F-238AA | BA-146271914 | BEL-ART | 36" BUCHNER FUNNEL PERF REMOV PLATE | BA-146271914 | 36" BUCHNER TABLETOP FUNNEL POLY PERFORATED REMOVABLE PLATE | 36" POLY BUCHNER TABLETOP FUNNEL WITH MEDIUM PERFORATED REMOVABLE PLATE. MEDIUM POROSITY IS 45-90 MICRONS. 914MM (36") INSIDE DIAMETER, 375MM (14.75") OVERALL HEIGHT, 375MM (12") RIM TO PLATE. | THE HDPE RIGID PLATE IS 4.8MM (3/16") THICK. HOLES ARE 4.8MM (3/16") DIAMETER ON 11MM (7/16") CENTERS. THE FIXED PLATE MODELS CAN BE USED FOR COARSE FILTRATION OR WITH A CLOTH OR PAPER FILTER | EASIER CLEANING AND PRECIOUS METALS RECOVERY. |  | 10 | 10 | 16 | 0.9259 | CF | EA |  |  |  | 48 | 540 16 | US | 1 |  | 0 | STND | 30 | AF | IN | IN | IN | LN | WD | HT | P |  |  | O | O | O | O
GS-07F-238AA | BA-146280000 | BEL-ART | 18" BUCHNER FUNNEL PERF FIXED PLATE | BA-146280000 | 18" BUCHNER TABLETOP FUNNEL POLY PERFORATED FIXED PLATE | 18" POLY BUCHNER TABLETOP FUNNEL WITH MEDIUM PERFORATED FIXED PLATE. MEDIUM POROSITY IS 45-90 MICRONS. 457MM (18") INSIDE DIAMETER, 292MM (11.5") OVERALL HEIGHT, 229MM (9") RIM TO PLATE. FIXED FILTER PLATE IS 6.4MM (1/4") THICK HDPE | . | WITH A CLOTH OR PAPER FILTER. A REMOVABLE FILTER PLATE ALLOWS EASIER CLEANING AND PRECIOUS METALS RECOVERY. |  | 10 | 10 | 16 | 0.9259 | CF | EA |  |  |  | 28 | 540 16 | US | 1 |  | 0 | STND | 30 | AF | IN | IN | IN | LN | WD | HT | P |  |  | O | O | O | O
GS-07F-238AA | BA-146290000 | BEL-ART | 24" BUCHNER FUNNEL PERF FIXED PLATE | BA-146290000 | 24" BUCHNER TABLETOP FUNNEL POLY PERFORATED FIXED PLATE | 24" POLY BUCHNER TABLETOP FUNNEL WITH MEDIUM PERFORATED FIXED PLATE. MEDIUM POROSITY IS 45-90 MICRONS. 610MM (24") INSIDE DIAMETER, 330MM (13") OVERALL HEIGHT, 267MM (10.25") RIM TO PLATE. FIXED FILTER PLATE IS 6.4MM (1/4") THICK HDPE |  | WITH A CLOTH OR PAPER FILTER. A REMOVABLE FILTER PLATE ALLOWS EASIER CLEANING AND PRECIOUS METALS RECOVERY. |  | 10 | 10 | 16 | 0.9259 | CF | EA |  |  |  | 38 | 540 16 | US | 1 |  | 0 | STND | 30 | AF | IN | IN | IN | LN | WD | HT | P |  |  | O | O | O | O
GS-07F-238AA | BA-146320010 | BEL-ART | 10.25" PAPER FILTERS FOR BUCHNER FUNNEL | BA-146320010 | 10.25" PAPER FILTERS FOR BUCHNER FUNNEL | 10.25" PAPER FILTERS FOR BUCHNER FUNNEL. REPLACEMENT PAPER FILTER FITS BUCHNER FUNNEL OF MATCHING DIAMETER. 100 PER BOX. |  |  |  | 10 | 10 | 16 | 0.9259 | CF | EA |  |  |  | 3 | 540 16 | US | 1 |  | 0 | STND | 30 | AF | IN | IN | IN | LN | WD | HT | P |  |  | O | O | O | O
GS-07F-238AA | BA-146320018 | BEL-ART | 18" PAPER FILTERS FOR BUCHNER FUNNEL | BA-146320018 | 18" PAPER FILTERS FOR BUCHNER FUNNEL | 18" PAPER FILTERS FOR BUCHNER FUNNEL. REPLACEMENT PAPER FILTER FITS BUCHNER FUNNEL OF MATCHING DIAMETER. 100 PER BOX. |  |  |  | 10 | 10 | 16 | 0.9259 | CF | EA |  |  |  | 4 | 540 16 | US | 1 |  | 0 | STND | 30 | AF | IN | IN | IN | LN | WD | HT | P |  |  | O | O | O | O
GS-07F-238AA | BA-146320024 | BEL-ART | 24" PAPER FILTERS FOR BUCHNER FUNNEL | BA-146320024 | 24" PAPER FILTERS FOR BUCHNER FUNNEL | 24" PAPER FILTERS FOR BUCHNER FUNNEL. REPLACEMENT PAPER FILTER FITS BUCHNER FUNNEL OF MATCHING DIAMETER. 100 PER BOX. |  |  |  | 10 | 10 | 16 | 0.9259 | CF | EA |  |  |  | 5 | 540 16 | US | 1 |  | 0 | STND | 30 | AF | IN | IN | IN | LN | WD | HT | P |  |  | O | O | O | O
GS-07F-238AA | BA-146320036 | BEL-ART | 36' FILTER PAPER FOR BUCHNER FUNNEL | BA-146320036 | 36' FILTER PAPER FOR BUCHNER FUNNEL | 36" PAPER FILTERS FOR BUCHNER FUNNEL. REPLACEMENT PAPER FILTER FITS BUCHNER FUNNEL OF MATCHING DIAMETER. 100 PER BOX. |  |  |  | 10 | 10 | 16 | 0.9259 | CF | EA |  |  |  | 5 | 540 16 | US | 1 |  | 0 | STND | 30 | AF | IN | IN | IN | LN | WD | HT | P |  |  | O | O | O | O
GS-07F-238AA | BA-147160000 | BEL-ART | 6.7 GALLON LG INDUSTRIAL PE DRUM FUNNEL | BA-147160000 | 6.7 GALLON LARGE INDUSTRIAL PE DRUM FUNNEL | THIS IS A ONE-PIECE, 6.35MM (1/4 ") THICK DRUM FUNNEL WITH SMOOTH OR ROUNDED SURFACES FOR EASY CLEANING. DIMENSIONS: OVERALL HEIGHT IS 39CM (15-1/2"), BOWL IS 36CM O. D.X13CM HIGH (15"X5") WITH A 2.5CM (1") WIDE TOP FLANGE TO ADD STIFFNESS. | STEM IS 14CM (5-1/2") LONG, TAPERING FROM 51MM (2") TO 44MM (1-3/4") O. D. |  |  | 10 | 10 | 16 | 0.9259 | CF | EA |  |  |  | 22 | 540 16 | US | 1 |  | 0 | STND | 30 | AF | IN | IN | IN | LN | WD | HT | P |  |  | O | O | O | O
GS-07F-238AA | BA-162720000 | BEL-ART | LAB TRAY LDPE 18X22X4" | BA-162720000 | LAB TRAY RUGGED LDPE 18" X22" X4" | LAB TRAY, RUGGED LDPE 18"X22"X4". MOLDED LOW-DENSITY POLYETHYLENE LAB TRAYS ARE RUGGED, LONG-LASTING, AND CORROSION-RESISTANT. ALL LAB TRAYS HAVE HEAVY WALLS AND WIDE TOP FLANGES. THEY WILL WITHSTAND TEMPERATURES UP TO 77 C (171 F). | WITHSTANDS TEMPERATURES UP TO 77 C (171 F). |  |  | 10 | 12 | 18 | 1.25 | CF | EA |  |  |  | 18 | 540 11 | US | 1 |  | 0 | STND | 30 | AF | IN | IN | IN | LN | WD | HT | P |  |  | O | O | O | O
GS-07F-238AA | BA-162730000 | BEL-ART | LAB TRAY LDPE 21.5X25.5X4" | BA-162730000 | LAB TRAY RUGGED LDPE 21.5" X25.5" X4" | LAB TRAY, RUGGED LDPE 21.5"X25.5"X4". MOLDED LOW-DENSITY POLYETHYLENE LAB TRAYS ARE RUGGED, LONG-LASTING, AND CORROSION-RESISTANT. ALL LAB TRAYS HAVE HEAVY WALLS AND WIDE TOP FLANGES. THEY WILL WITHSTAND TEMPERATURES UP TO 77 C (171 F). | WITHSTANDS TEMPERATURES UP TO 77 C (171 F). |  |  | 10 | 14 | 18 | 1.4583 | CF | EA |  |  |  | 18 | 540 11 | US | 1 |  | 0 | STND | 30 | AF | IN | IN | IN | LN | WD | HT | P |  |  | O | O | O | O
GS-07F-238AA | BA-162750000 | BEL-ART | LAB TRAY LDPE 17.5X23.5X6" | BA-162750000 | LAB TRAY RUGGED LDPE 17.5" X23.5" X6" | LAB TRAY, RUGGED LDPE 17.5"X23.5"X6". MOLDED LOW-DENSITY POLYETHYLENE LAB TRAYS ARE RUGGED, LONG-LASTING, AND CORROSION-RESISTANT. ALL LAB TRAYS HAVE HEAVY WALLS AND WIDE TOP FLANGES. THEY WILL WITHSTAND TEMPERATURES UP TO 77 C (171 F). | WITHSTANDS TEMPERATURES UP TO 77 C (171 F). |  |  | 10 | 18 | 20 | 2.0833 | CF | EA |  |  |  | 18 | 540 11 | US | 1 |  | 0 | STND | 30 | AF | IN | IN | IN | LN | WD | HT | P |  |  | O | O | O | O
GS-07F-238AA | BA-162900000 | BEL-ART | LAB TRAY, FAUCET LDPE 12X16X3" | BA-162900000 | LAB TRAY, FAUCET RUGGED LDPE 12" X16" X3" | LAB TRAY WITH FAUCET, RUGGED LDPE 12"X16"X3" (30X41X7.6 CM). MOLDED LOW-DENSITY POLYETHYLENE FAUCET LAB TRAYS ARE RUGGED, LONG-LASTING AND CORROSION-RESISTANT. FAUCET ALLOWS EASY DRAINING, HEAVY WALLS AND WIDE TOP FLANGES ADD STIFFNESS. | WITHSTANDS TEMPERATURES UP TO 77 C (171 F). |  |  | 10 | 10 | 16 | 0.9259 | CF | EA |  |  |  | 14 | 540 11 | US | 1 |  | 0 | STND | 30 | AF | IN | IN | IN | LN | WD | HT | P |  |  | O | O | O | O
GS-07F-238AA | BA-162910000 | BEL-ART | LAB TRAY, FAUCET LDPE 16X20X3" | BA-162910000 | LAB TRAY, FAUCET RUGGED LDPE 16" X20" X3" | LAB TRAY WITH FAUCET, RUGGED LDPE 16"X20"X3". MOLDED LOW-DENSITY POLYETHYLENE FAUCET LAB TRAYS ARE RUGGED, LONG-LASTING AND CORROSION-RESISTANT. FAUCET ALLOWS EASY DRAINING, HEAVY WALLS AND WIDE TOP FLANGES ADD STIFFNESS. | WITHSTANDS TEMPERATURES UP TO 77 C (171 F). |  |  | 10 | 10 | 16 | 0.9259 | CF | EA |  |  |  | 16 | 540 11 | US | 1 |  | 0 | STND | 30 | AF | IN | IN | IN | LN | WD | HT | P |  |  | O | O | O | O
GS-07F-238AA | BA-162920000 | BEL-ART | LAB TRAY, FAUCET LDPE 18X22X4" | BA-162920000 | LAB TRAY, FAUCET RUGGED LDPE 18" X22" X4" | LAB TRAY WITH FAUCET, RUGGED LDPE 18"X22"X4". MOLDED LOW-DENSITY POLYETHYLENE FAUCET LAB TRAYS ARE RUGGED, LONG-LASTING AND CORROSION-RESISTANT. FAUCET ALLOWS EASY DRAINING, HEAVY WALLS AND WIDE TOP FLANGES ADD STIFFNESS. | WITHSTANDS TEMPERATURES UP TO 77 C (171 F). |  |  | 10 | 10 | 16 | 0.9259 | CF | EA |  |  |  | 18 | 540 11 | US | 1 |  | 0 | STND | 30 | AF | IN | IN | IN | LN | WD | HT | P |  |  | O | O | O | O
GS-07F-238AA | BA-162930000 | BEL-ART | LAB TRAY, FAUCET LDPE 21X25X4" | BA-162930000 | LAB TRAY, FAUCET RUGGED LDPE 21 1/2X25 1/2X4" | LAB TRAY WITH FAUCET, RUGGED LDPE 21 1/2X25 1/2X4". MOLDED LOW-DENSITY POLYETHYLENE FAUCET LAB TRAYS ARE RUGGED, LONG-LASTING AND CORROSION-RESISTANT. FAUCET ALLOWS EASY DRAINING, HEAVY WALLS AND WIDE TOP FLANGES ADD STIFFNESS. | WITHSTANDS TEMPERATURES UP TO 77 C (171 F). |  |  | 10 | 10 | 16 | 0.9259 | CF | EA |  |  |  | 18 | 540 11 | US | 1 |  | 0 | STND | 30 | AF | IN | IN | IN | LN | WD | HT | P |  |  | O | O | O | O
GS-07F-238AA | BA-162950000 | BEL-ART | LAB TRAY, FAUCET LDPE 17.5X23.5X6" | BA-162950000 | LAB TRAY, FAUCET RUGGED LDPE 17.5" X23.5" X6" | LAB TRAY WITH FAUCET, RUGGED LDPE 17.5"X23.5"X6". MOLDED LOW-DENSITY POLYETHYLENE FAUCET LAB TRAYS ARE RUGGED, LONG-LASTING AND CORROSION-RESISTANT. FAUCET ALLOWS EASY DRAINING, HEAVY WALLS AND WIDE TOP FLANGES ADD STIFFNESS. | WITHSTANDS TEMPERATURES UP TO 77 C (171 F). |  |  | 10 | 18 | 20 | 2.0833 | CF | EA |  |  |  | 18 | 540 11 | US | 1 |  | 0 | STND | 30 | AF | IN | IN | IN | LN | WD | HT | P |  |  | O | O | O | O
GS-07F-238AA | BA-169580000 | BEL-ART | SOLVENT BOTTLE CARRIER FOR 4L, CONE TOP | BA-169580000 | SOLVENT BOTTLE CARRIER FOR 4 LITER BOTTLES CONE TOP | SOLVENT BOTTLE CARRIER FOR 4 LITER BOTTLES, CONE TOP. THE 16MM (5/8") OPENING IN THE CONE DESIGN ALLOWS A DELIVERY TUBE TO BE INSERTED SO LIQUID DOES NOT HAVE TO BE POURED OUT. BOTH THE CONE TOP AND TRUNCATED TOP CARRIERS HOLD STANDARD US REAGENT BOT | SHATTER RESISTANT POLYETHYLENE CARRIERS HEAVY-GAUGE STEEL WIRE BAIL HAS DURABLE EPOXY COATING RIBS IN SIDES AND BOTTOM SUSPEND THE FILLED BOTTLE DIAMETER: 20CM (8") HEIGHT: 37CM (14 3/8") |  |  | 10 | 10 | 16 | 0.9259 | CF | EA |  |  |  | 16 | 540 11 | US | 1 |  | 0 | STND | 30 | AF | IN | IN | IN | LN | WD | HT | P |  |  | O | O | O | O
GS-07F-238AA | BA-169600000 | BEL-ART | SOLVENT BOTTLE CARRIER FOR 4L, TRUNCTOP | BA-169600000 | SOLVENT BOTTLE CARRIER FOR 4 LITER BOTTLES TRUNCATED TOP | SOLVENT BOTTLE CARRIER FOR 4 LITER BOTTLES WITH A TRUNCATED TOP. THE SHORTENED LID ALLOWS THE UPPER PART OF THE NECK AND CAP OF THE BOTTLE TO PROTRUDE FOR SAFER POURING. BOTH THE CONE TOP AND TRUNCATED TOP CARRIERS HOLD STANDARD US REAGENT BOTTLES. S | HATTER RESISTANT POLYETHYLENE CARRIERS HEAVY-GAUGE STEEL WIRE BAIL HAS DURABLE EPOXY COATING RIBS IN SIDES AND BOTTOM SUSPEND THE FILLED BOTTLE DIAMETER: 20CM (8") HEIGHT: 37CM (14 3/8") |  |  | 10 | 10 | 16 | 0.9259 | CF | EA |  |  |  | 16 | 540 11 | US | 1 |  | 0 | STND | 30 | AF | IN | IN | IN | LN | WD | HT | P |  |  | O | O | O | O
GS-07F-238AA | BA-175750013 | BEL-ART | PLASTIC VIAL SNAP CAP 13 DRM CS/144 | BA-175750013 | PLASTIC VIAL SNAP CAP 13 DRM | RIGID-WALL STYRENE CONTAINERS WITH TIGHT FITTING POLYETHYLENE SNAP-ON CAPS. GLASS-CLEAR FOR COMPLETE VISIBILITY. EXCELLENT FOR STORING DRY MATERIALS, POWDERS, TABLETS, AND MORE. HEAVY WALLS FOR LONG SERVICE. | NOT FOR USE AT TEMPERATURES ABOVE 70 C (158 F). |  |  | 10 | 12 | 14 | 0.9722 | CF | CA | 144 | CA |  | 18 | 540 11 | US | 1 |  | 0 | STND | 30 | AF | IN | IN | IN | LN | WD | HT | P |  |  | O | O | O | O
GS-07F-238AA | BA-175750015 | BEL-ART | PLASTIC VIAL SNAP CAP 15 DRM CS/144 | BA-175750015 | PLASTIC VIAL SNAP CAP 15 DRM | RIGID-WALL STYRENE CONTAINERS WITH TIGHT FITTING POLYETHYLENE SNAP-ON CAPS. GLASS-CLEAR FOR COMPLETE VISIBILITY. EXCELLENT FOR STORING DRY MATERIALS, POWDERS, TABLETS, AND MORE. HEAVY WALLS FOR LONG SERVICE. | NOT FOR USE AT TEMPERATURES ABOVE 70 C (158 F). |  |  | 10 | 10 | 16 | 0.9259 | CF | CA | 144 | CA |  | 14 | 540 11 | US | 1 |  | 0 | STND | 30 | AF | IN | IN | IN | LN | WD | HT | P |  |  | O | O | O | O
GS-07F-238AA | BA-175750020 | BEL-ART | PLASTIC VIAL SNAP CAP 20 DRM CS/144 | BA-175750020 | PLASTIC VIAL SNAP CAP 20 DRM | RIGID-WALL STYRENE CONTAINERS WITH TIGHT FITTING POLYETHYLENE SNAP-ON CAPS. GLASS-CLEAR FOR COMPLETE VISIBILITY. EXCELLENT FOR STORING DRY MATERIALS, POWDERS, TABLETS, AND MORE. HEAVY WALLS FOR LONG SERVICE. | NOT FOR USE AT TEMPERATURES ABOVE 70 C (158 F). |  |  | 10 | 10 | 16 | 0.9259 | CF | CA | 144 | CA |  | 14 | 540 11 | US | 1 |  | 0 | STND | 30 | AF | IN | IN | IN | LN | WD | HT | P |  |  | O | O | O | O
GS-07F-238AA | BA-175750040 | BEL-ART | SNAP CAP VIAL 40 DRAM | BA-175750040 | PLASTIC VIAL SNAP CAP 40 DRM | RIGID-WALL STYRENE CONTAINERS WITH TIGHT FITTING POLYETHYLENE SNAP-ON CAPS. GLASS-CLEAR FOR COMPLETE VISIBILITY. EXCELLENT FOR STORING DRY MATERIALS, POWDERS, TABLETS, AND MORE. HEAVY WALLS FOR LONG SERVICE. | NOT FOR USE AT TEMPERATURES ABOVE 70 C (158 F). |  |  | 10 | 20 | 13 | 1.5046 | CF | CA | 72 | CA |  | 14 | 540 11 | US | 1 |  | 0 | STND | 30 | AF | IN | IN | IN | LN | WD | HT | P |  |  | O | O | O | O
GS-07F-238AA | BA-183910001 | BEL-ART | CARBOY DOLLY LAB JACK AUTOCLAVABLE | BA-183910001 | CARBOY DOLLY JACK AUTOCLAVABLE LAB-JACQUE | CHEMICAL AND CORROSION RESISTANT WITH NO METAL PARTS DOES NOT CONDUCT ELECTRICITY CAN BE USED IN A BATH OR ENVIRONMENTS THAT CORRODE OTHER METAL LAB JACKS. PRECISE HEIGHT POSITIONING FROM 76MM TO 30CM (3 TO 12 ). |  |  |  | 10 | 10 | 10 | 0.5787 | CF | EA |  |  |  | 15 | 540 11 | DE | 1 |  | 0 | STND | 30 | AF | IN | IN | IN | LN | WD | HT | P |  |  | O | O | O | O
GS-07F-238AA | BA-188484101 | BEL-ART | ICE PAN 4L 30.5X17.8X12.7CM BLUE | BA-188484101 | ICE PAN 4 LITER 30.5X17.8X12.7CM BLUE | INSULATED MAGIC TOUCH ICE PAN IS IDEAL FOR ICE AND WATER BATHS AS WELL AS GENERAL ORGANIZATION AND TRANSPORT OF SAMPLES. USE WITH ICE, DRY ICE, DRY ICE ALCOHOL SLURRIES, LIQUID NITROGEN. STACKABLE, LIGHTWEIGHT, NON-SWEATING, LEAKPROOF DESIGN. | EXPANDED POLYMER FOAM IS CHEMICAL RESISTANT; IMPERVIOUS TO MOISTURE AND ODORS, AND UNBREAKABLE UNDER NORMAL USE CONDITIONS. 4.0 LITER CAPACITY; INSIDE BASE IS 28X15.3X10.5CM. |  |  | 10 | 12.125 | 10 | 0.7017 | CF | EA |  |  |  | 3 | 540 11 | US | 1 |  | 0 | STND | 30 | AF | IN | IN | IN | LN | WD | HT | P |  |  | O | O | O | O
GS-07F-238AA | BA-188484102 | BEL-ART | ICE PAN 4L 30.5X17.8X12.7CM BLACK | BA-188484102 | ICE PAN 4 LITER 30.5X17.8X12.7CM BLACK | INSULATED MAGIC TOUCH ICE PAN IS IDEAL FOR ICE AND WATER BATHS AS WELL AS GENERAL ORGANIZATION AND TRANSPORT OF SAMPLES. USE WITH ICE, DRY ICE, DRY ICE ALCOHOL SLURRIES, LIQUID NITROGEN. STACKABLE, LIGHTWEIGHT, NON-SWEATING, LEAKPROOF DESIGN. | EXPANDED POLYMER FOAM IS CHEMICAL RESISTANT; IMPERVIOUS TO MOISTURE AND ODORS, AND UNBREAKABLE UNDER NORMAL USE CONDITIONS. 4.0 LITER CAPACITY; INSIDE BASE IS 28X15.3X10.5CM. |  |  | 10 | 10 | 16 | 0.9259 | CF | EA |  |  |  | 3 | 540 11 | US | 1 |  | 0 | STND | 30 | AF | IN | IN | IN | LN | WD | HT | P |  |  | O | O | O | O
GS-07F-238AA | BA-188489101 | BEL-ART | ICE PAN 9L 35.6X25.4X12.7CM BLUE | BA-188489101 | ICE PAN 9 LITER 35.6X25.4X12.7CM BLUE | INSULATED MAGIC TOUCH ICE PAN IS IDEAL FOR ICE AND WATER BATHS AS WELL AS GENERAL ORGANIZATION AND TRANSPORT OF SAMPLES. USE WITH ICE, DRY ICE, DRY ICE ALCOHOL SLURRIES, LIQUID NITROGEN. STACKABLE, LIGHTWEIGHT, NON-SWEATING, LEAKPROOF DESIGN. | EXPANDED POLYMER FOAM IS CHEMICAL RESISTANT; IMPERVIOUS TO MOISTURE AND ODORS, AND UNBREAKABLE UNDER NORMAL USE CONDITIONS. 4.0 LITER CAPACITY; INSIDE BASE IS 28X15.3X10.5CM. |  |  | 10 | 10 | 16 | 0.9259 | CF | EA |  |  |  | 3 | 540 11 | US | 1 |  | 0 | STND | 30 | AF | IN | IN | IN | LN | WD | HT | P |  |  | O | O | O | O
GS-07F-238AA | BA-188489102 | BEL-ART | ICE PAN 9L 35.6X25.4X12.7CM BLACK | BA-188489102 | ICE PAN 9 LITER 35.6X25.4X12.7CM BLACK | INSULATED MAGIC TOUCH ICE PAN IS IDEAL FOR ICE AND WATER BATHS AS WELL AS GENERAL ORGANIZATION AND TRANSPORT OF SAMPLES. USE WITH ICE, DRY ICE, DRY ICE ALCOHOL SLURRIES, LIQUID NITROGEN. STACKABLE, LIGHTWEIGHT, NON-SWEATING, LEAKPROOF DESIGN. | EXPANDED POLYMER FOAM IS CHEMICAL RESISTANT; IMPERVIOUS TO MOISTURE AND ODORS, AND UNBREAKABLE UNDER NORMAL USE CONDITIONS. 4.0 LITER CAPACITY; INSIDE BASE IS 28X15.3X10.5CM. |  |  | 10 | 12.5 | 6.5 | 0.4702 | CF | EA |  |  |  | 3 | 540 11 | US | 1 |  | 0 | STND | 30 | AF | IN | IN | IN | LN | WD | HT | P |  |  | O | O | O | O
GS-07F-238AA | BA-189600000 | BEL-ART | PIPETTE RACK HORIZONTAL, 12 PIPETTES | BA-189600000 | PIPETTE SUPPORT RACK HORIZONTAL HOLDS 12 PIPETTES | CARRYING HANDLE ON TOP. POLYETHYLENE IS CHEMICAL AND CORROSION RESISTANT. SUPPORTS PIPETTES LONGER THAN 22CM (8 3/8"). STORE 12 VOLUMETRIC OR GRADUATED PIPETTES HORIZONTALLY TO ELIMINATE PRESSURE ON FRAGILE TIPS. |  |  |  | 10 | 10 | 8 | 0.463 | CF | EA |  |  |  | 6 | 540 11 | US | 1 |  | 0 | STND | 30 | AF | IN | IN | IN | LN | WD | HT | P |  |  | O | O | O | O
GS-07F-238AA | BA-189610060 | BEL-ART | PIPETTOR STAND-6 RACK | BA-189610060 | PIPETTOR STAND-6 RACK | TRANSPARENT ACRYLIC STAND STORES 6 PIPETTORS READY FOR USE. STORES MANY AVAILABLE PIPETTORS PLACES: 6 MATERIAL: ACRYLIC. |  |  |  | 10 | 6 | 6 | 0.2083 | CF | EA |  |  |  | 6 | 540 11 | US | 1 |  | 0 | STND | 30 | AF | IN | IN | IN | LN | WD | HT | P |  |  | O | O | O | O
GS-07F-238AA | BA-189619166 | BEL-ART | PIPETTOR AND TIP STORAGE STATION | BA-189619166 | PIPETTOR AND TIP STORAGE STATION | KEEP PIPETTORS AND TIPS WITHIN EASY REACH. THE UPPER RACK HOLDS UP TO SIX PIPETTORS WHILE THE THREE ACRYLIC BINS HOLD A LARGE QUANTITY OF BULK PIPETTE TIPS. ITS SMALL FOOTPRINT ALLOWS IT TO BE PLACED ON THE BENCHTOP OR ON A SHELF. | FEATURES A WHITE BASE, SIDES AND TOP THAT CAN BE EASILY CLEANED. THE CLEAR ACRYLIC FRONT OF THE BIN AND THE SELF-CLOSING LID ENSURE FULL VISIBILITY OF CONTENTS. LARGE BIN FOR HOLDING A GENEROUS AMOUNT OF TIPS. BIN FEATURES CLEAR, SELF-CLOSING LID |  |  | 10 | 10 | 16 | 0.9259 | CF | EA |  |  |  | 6 | 540 11 | US | 1 |  | 0 | STND | 30 | AF | IN | IN | IN | LN | WD | HT | P |  |  | O | O | O | O
GS-07F-238AA | BA-189620000 | BEL-ART | POXYGRID MICROLITER PIPETTOR RACK | BA-189620000 | POXYGRID MICROLITER PIPETTOR RACK | KEEPS PIPETTORS ORGANIZED, CLEARLY VISIBLE AND READY FOR USE. ALUMINUM BASE IS WIDE FOR STABILITY BUT SMALL ENOUGH TO NOT CROWD A SHELF OR HOOD. SUPPORTS 10 PIPETTORS WITH PROFILE LIKE FINNPETTE, SOCOREX, EPPENDORF. | SUPPORTS 2 PIPETTORS WITH PROFILE LIKE DRUMMOND PIPETTE-AID IN DEDICATED SUPPORT HOLE. EPOXY COATING RESISTS CORROSION AND CLEANS EASILY. |  |  | 10 | 10 | 16 | 0.9259 | CF | EA |  |  |  | 6 | 540 11 | US | 1 |  | 0 | STND | 30 | AF | IN | IN | IN | LN | WD | HT | P |  |  | O | O | O | O
GS-07F-238AA | BA-189620001 | BEL-ART | POXYGRID RACK FOR GILSON PIPETTORS | BA-189620001 | POXYGRID MICROLITER RACK FOR GILSON PIPETTORS | KEEPS PIPETTORS ORGANIZED, CLEARLY VISIBLE AND READY FOR USE. ALUMINUM BASE IS WIDE FOR STABILITY BUT SMALL ENOUGH TO NOT CROWD A SHELF OR HOOD. SUPPORTS 10 GILSON PIPETMAN PIPETTORS. SUPPORTS 2 DRUMMOND PIPETTE-AID PIPETTE FILLERS. | EPOXY COATING RESISTS CORROSION AND CLEANS EASILY. |  |  | 10 | 10 | 16 | 0.9259 | CF | EA |  |  |  | 6 | 540 11 | US | 1 |  | 0 | STND | 30 | AF | IN | IN | IN | LN | WD | HT | P |  |  | O | O | O | O
GS-07F-238AA | BA-189620004 | BEL-ART | POXYGRID PIPETTOR RACK W/EXTENDED BASE | BA-189620004 | POXYGRID PIPETTOR RACK W/EXTENDED BASE | KEEPS PIPETTORS AND TIPS ORGANIZED AND READY FOR USE. EPOXY COATED ALUMINUM RESISTS CORROSION AND CLEANS EASILY. SUPPORTS 10 PIPETTORS WITH PROFILE LIKE GILSON PIPETMAN PIPETTOR. SUPPORTS 2 PIPETTORS WITH PROFILE LIKE DRUMMOND PIPETTE-AID PIPETTOR. | LOWER TRAY STORES STANDARD BOXES OF TIPS. WALL MOUNTABLE TO SAVE SPACE |  |  | 10 | 10 | 16 | 0.9259 | CF | EA |  |  |  | 6 | 540 11 | US | 1 |  | 0 | STND | 30 | AF | IN | IN | IN | LN | WD | HT | P |  |  | O | O | O | O
GS-07F-238AA | BA-189620006 | BEL-ART | SS POXYGRID MICROLITER PIPETTE RACK | BA-189620006 | STAINLESS POXYGRID MICROLITER PIPETTOR RACK | FREE STANDS TO KEEP PIPETTORS ORGANIZED AND READY FOR USE. UNCOATED STAINLESS STEEL RESISTS CORROSION AND CLEANS EASILY. SUPPORTS 5 PIPETTORS. NOTCH SHAPED WELLS STORES MOST POPULAR BRANDS INCLUDING GILSON PIPETMAN PIPETTOR |  |  |  | 10 | 10 | 16 | 0.9259 | CF | EA |  |  |  | 6 | 540 11 | US | 1 |  | 0 | STND | 30 | AF | IN | IN | IN | LN | WD | HT | P |  |  | O | O | O | O
GS-07F-238AA | BA-246750020 | BEL-ART | DISPOSABLE ABSORBENT BENCH LINER PADS 2 | BA-246750020 | DISPOSABLE ABSORBENT BENCH LINER PADS 20" X24" | THE LABMAT ABSORBENT BENCH LINER PROTECTS YOUR LAB FROM CHEMICAL SPILLS AND MAKES CLEANUP EASY. PRE-CUT, DISPOSABLE BENCHTOP LINER SHEETS PROTECT WORK SURFACES FROM STAINS, SPILLS, AND WEAR. TO DISCARD, SIMPLY ROLL THE SHEET UP | BOX OF 100 SHEETS ARE 50.8X60CM(20X24") ACCELERATES THE CLEANING PROCESS BENDABLE, NON-SKID POLYETHYLENE FILM BACKING PREVENTS SOLUTIONS SOAKING THROUGH AND WILL NOT SLIP ON BENCH TOP |  |  | 10 | 10 | 16 | 0.9259 | CF | CA | 100 | CA |  | 6 | 540 11 | US | 1 |  | 0 | STND | 30 | AF | IN | IN | IN | LN | WD | HT | P |  |  | O | O | O | O
GS-07F-238AA | BA-327870000 | BEL-ART | CARBOY HAND PUMP | BA-327870000 | CARBOY PUMP HAND PUMP FOR 5 GALLON CONTAINERS | 20L (5 GAL) CARBOY PUMP, 46 CM (18") MOUNTED IN CARBOY CAP THAT THREADS ON TO 20L (5 GAL) POLYETHYLENE CARBOY BA-107950000 THE POLY-HAND PUMP ATTACHES DIRECTLY TO A STANDARD DRUM BUNG OR CARBOY. IT IS CONSTRUCTED ENTIRELY OF RUGGED POLY | INERT TO STRONG ACIDS, ALKALIS AND MANY SOLVENTS. SIZES ARE AVAILABLE TO FIT 114- AND 220-L (30- AND 55-GAL) PLASTIC OR STEEL DRUMS AND 20-L (5-GAL) CARBOY BA-107950000. THE PUMP DELIVERS BY POSITIVE PRESSURE ON THE DOWN STROKE. | DOES NOT PRESSURIZE THE VESSEL. ITS ERGONOMIC LOOP HANDLE FITS A GLOVED HAND. THE PUMP WILL DELIVER AGAINST A 3.65-M (12-FT) HEAD OF WATER AND EMPTY A DRUM OR CARBOY TO WITHIN 3 MM (1/8") OF THE BOTTOM. |  | 10 | 10 | 16 | 0.9259 | CF | EA |  |  |  | 5 | 540 11 | US | 1 |  | 0 | STND | 30 | AF | IN | IN | IN | LN | WD | HT | P |  |  | O | O | O | O
GS-07F-238AA | BA-328860000 | BEL-ART | HAND DRUM PUMP FOR 30 GAL DRUMS | BA-328860000 | HAND DRUM PUMP FOR 30 GALLON DRUMS | 114L (30 GALLON ) DRUM PUMP, 59 CM (23-1/4 ) LENGTH, THREADS INTO 5 CM (2 ) STANDARD V THREADED BUNG. FITS THROUGH MINIMUM OPENING OF 51MM (2 ). THE POLY-HAND PUMP ATTACHES DIRECTLY TO A STANDARD DRUM BUNG OR CARBOY. IT IS CONSTRUCTED OF ALL PE. | POLYETHYLENE IS INERT TO STRONG ACIDS, ALKALIS AND MANY SOLVENTS. SIZES ARE AVAILABLE TO FIT 30- AND 55-GAL PLASTIC OR STEEL DRUMS AND 20-L (5-GAL) CARBOY (BA-107950000). THE PUMP DELIVERS BY POSITIVE PRESSURE ON THE DOWN STROKE OF THE PISTON | DOES NOT PRESSURIZE THE VESSEL. ITS ERGONOMIC LOOP HANDLE FITS A GLOVED HAND. THE PUMP WILL DELIVER AGAINST A 3.65-M (12-FT) HEAD OF WATER AND EMPTY A DRUM OR CARBOY TO WITHIN 3 MM (1/8") OF THE BOTTOM. |  | 10 | 10 | 16 | 0.9259 | CF | EA |  |  |  | 5 | 540 11 | US | 1 |  | 0 | STND | 30 | AF | IN | IN | IN | LN | WD | HT | P |  |  | O | O | O | O
GS-07F-238AA | BA-328870000 | BEL-ART | HAND DRUM PUMP FOR 55 GAL DRUMS | BA-328870000 | HAND DRUM PUMP FOR 55 GALLON DRUMS | 220L (55 GAL) DRUM PUMP, 81 CM (32") LENGTH, THREADS INTO 5 CM (2") STANDARD V THREADED BUNG. FITS THROUGH MINIMUM OPENING OF 51 MM (2"). THE POLY-HAND PUMP ATTACHES DIRECTLY TO A STANDARD DRUM BUNG OR CARBOY. IT IS CONSTRUCTED ENTIRELY OF POLY | POLYETHYLENE AND IS INERT TO STRONG ACIDS, ALKALIS AND MANY SOLVENTS. SIZES ARE AVAILABLE TO FIT 30- AND 55-GAL PLASTIC OR STEEL DRUMS AND 20-L (5-GAL) CARBOY (BA-107950000). THE PUMP DELIVERS BY POSITIVE PRESSURE ON THE DOWN STROKE OF THE PISTON | DOES NOT PRESSURIZE THE VESSEL. ITS ERGONOMIC LOOP HANDLE FITS A GLOVED HAND. THE PUMP WILL DELIVER AGAINST A 3.65-M (12-FT) HEAD OF WATER AND EMPTY A DRUM OR CARBOY TO WITHIN 3 MM (1/8") OF THE BOTTOM. |  | 10 | 10 | 16 | 0.9259 | CF | EA |  |  |  | 5 | 540 11 | US | 1 |  | 0 | STND | 30 | AF | IN | IN | IN | LN | WD | HT | P |  |  | O | O | O | O
GS-07F-238AA | BA-367300030 | BEL-ART | STAINLESS STEEL SPOONS 30CM PTFE COATE | BA-367300030 | STAINLESS STEEL SPOONS 30CM PTFE COATED | STURDY DOUBLE-ENDED SAMPLE SPOONS RETRIEVE DRY AND LIQUID SAMPLES INCLUDING CAKED SOLIDS. POLISHED STAINLESS STEEL WITH SMOOTH SURFACES FOR EASY CLEANING. |  |  |  | 10 | 10 | 16 | 0.9259 | CF | CA | 2 | CA |  | 2 | 540 11 | US | 1 |  | 0 | STND | 30 | AF | IN | IN | IN | LN | WD | HT | P |  |  | O | O | O | O
GS-07F-238AA | BA-369400000 | BEL-ART | STERILEWARE SAMPLING SPOON 1/4 TEASPOON | BA-369400000 | STERILEWARE SAMPLING SPOON 1/4 TEASPOON | EACH ONE-PIECE SPOON IS SEALED IN A POLYETHYLENE POUCH, READY FOR USE. ALL SPOONS ARE LOT TRACEABLE. INDIVIDUALLY PACKAGED AND STERILIZED FOR DISPOSABLE, ONE TIME USE. SELECT SPOON CAPACITY TO MATCH REQUIREMENTS. ALL SPOONS ARE 178MM (7") LONG TO KEE | KEEPS HAND AWAY FROM SAMPLE AND EFFORTLESSLY FITS INTO CONTAINERS. LIGHT WEIGHT AND SMOOTH POLYSTYRENE CONSTRUCTION CLEANS EASILY. |  |  | 10 | 10 | 16 | 0.9259 | CF | CA | 200 | CA |  | 6 | 540 16 | US | 1 |  | 0 | STND | 30 | AF | IN | IN | IN | LN | WD | HT | P |  |  | O | O | O | O
GS-07F-238AA | BA-369420000 | BEL-ART | STERILEWARE SAMPLING SPOONS 1/2 TEASPOON | BA-369420000 | STERILEWARE SAMPLING SPOONS 1/2 TEASPOON | EACH ONE-PIECE SPOON IS SEALED IN A POLYETHYLENE POUCH, READY FOR USE. ALL SPOONS ARE LOT TRACEABLE. INDIVIDUALLY PACKAGED AND STERILIZED FOR DISPOSABLE, ONE TIME USE. SELECT SPOON CAPACITY TO MATCH REQUIREMENTS. ALL SPOONS ARE 178MM (7") LONG TO KEE | KEEPS HAND AWAY FROM SAMPLE AND EFFORTLESSLY FITS INTO CONTAINERS. LIGHT WEIGHT AND SMOOTH POLYSTYRENE CONSTRUCTION CLEANS EASILY. |  |  | 10 | 10 | 16 | 0.9259 | CF | CA | 200 | CA |  | 6 | 540 16 | US | 1 |  | 0 | STND | 30 | AF | IN | IN | IN | LN | WD | HT | P |  |  | O | O | O | O
GS-07F-238AA | BA-369440000 | BEL-ART | STERILEWARE SAMPLING SPOONS 1 TEASPOON | BA-369440000 | STERILEWARE SAMPLING SPOONS 1 TEASPOON | EACH ONE-PIECE SPOON IS SEALED IN A POLYETHYLENE POUCH, READY FOR USE. ALL SPOONS ARE LOT TRACEABLE. INDIVIDUALLY PACKAGED AND STERILIZED FOR DISPOSABLE, ONE TIME USE. SELECT SPOON CAPACITY TO MATCH REQUIREMENTS. ALL SPOONS ARE 178MM (7") LONG TO KEE | KEEPS HAND AWAY FROM SAMPLE AND EFFORTLESSLY FITS INTO CONTAINERS. LIGHT WEIGHT AND SMOOTH POLYSTYRENE CONSTRUCTION CLEANS EASILY. |  |  | 10 | 10 | 16 | 0.9259 | CF | CA | 200 | CA |  | 6 | 540 16 | US | 1 |  | 0 | STND | 30 | AF | IN | IN | IN | LN | WD | HT | P |  |  | O | O | O | O
GS-07F-238AA | BA-369460000 | BEL-ART | STERILEWARE SAMPLING SPOONS 1 TABLESPOON | BA-369460000 | STERILEWARE SAMPLING SPOONS 1 TABLESPOON | EACH ONE-PIECE SPOON IS SEALED IN A POLYETHYLENE POUCH, READY FOR USE. ALL SPOONS ARE LOT TRACEABLE. INDIVIDUALLY PACKAGED AND STERILIZED FOR DISPOSABLE, ONE TIME USE. SELECT SPOON CAPACITY TO MATCH REQUIREMENTS. ALL SPOONS ARE 178MM (7") LONG TO KEE | KEEPS HAND AWAY FROM SAMPLE AND EFFORTLESSLY FITS INTO CONTAINERS. LIGHT WEIGHT AND SMOOTH POLYSTYRENE CONSTRUCTION CLEANS EASILY. |  |  | 10 | 10 | 16 | 0.9259 | CF | CA | 200 | CA |  | 6 | 540 16 | US | 1 |  | 0 | STND | 30 | AF | IN | IN | IN | LN | WD | HT | P |  |  | O | O | O | O
GS-07F-238AA | BA-370170000 | BEL-ART | MAGNETIC STIR PLATE, PORTABLE | BA-370170000 | MAGNETIC STIR PLATE PORTABLE BATTERY POWERED | BATTERY POWERED MAGNETIC STIRRER OFFERS PORTABLE, LIGHTWEIGHT STIRRING POWER. IDEAL FOR FIELD USE, INSIDE INCUBATORS AND ANYWHERE ELECTRICITY IS NOT CONVENIENT OR AVAILABLE. OPERATES ON 1 OR 2 "D" BATTERIES; 2 BATTERIES WILL PROVIDE APPROXIMATELY 16 | DAYS OF CONTINUOUS OPERATION. MIX UP TO 1L. SPEED CONTROL KNOB WITH SEPARATE ON/OFF SWITCH; OPERATE UP TO 900RPM. DURABLE, CHEMICAL-RESISTANT POLYPROPYLENE. |  |  | 10 | 10 | 16 | 0.9259 | CF | EA |  |  |  | 12 | 540 11 | US | 1 |  | 0 | STND | 30 | AF | IN | IN | IN | LN | WD | HT | P |  |  | O | O | O | O
GS-07F-238AA | BA-370280001 | BEL-ART | MAGNETIC STIRRER 55GAL LARGE VOLUME | BA-370280001 | MAGNETIC STIRRER LARGE VOLUME | THE UPGRADED COOL STIR LARGE VOLUME MAGNETIC STIRRER EFFICIENTLY STIRS FLUID VOLUMES FROM 10 LITERS UP TO 208 LITERS (2.5 TO 55 GALLONS ) EMPLOYING INERT PTFE-COATED MAGNETIC STIRRING BARS. A RUGGED BUILT-IN ALUMINUM SUPPORT SYSTEM | ENGINEERED TO CAREFULLY CARRY UP TO 220KG (485LBS) PERMITTING MIXING IN A REGULAR PLASTIC BARREL OR DRUM. THE COMPACT SIZE OF THE UNIT, 39X39CM (15 1/2X15 1/2") MAKES IT IDEAL FOR USE ON THE BENCH OR COUNTER TOP WITH VESSELS | STIRRING SPEED IS CONTINUOUSLY CHANGEABLE TO AROUND 600 RPM (MAXIMUM OPERATIONAL RPM THAT DEPENDS ON VOLUME AND DENSITY) DELIVERING TORQUE FOR GENTLE MIXING THROUGH POWERFUL AGITATION WITH A DEEP VORTEX. |  | 10 | 10 | 16 | 0.9259 | CF | EA |  |  |  | 8 | 540 11 | US | 1 |  | 0 | STND | 30 | AF | IN | IN | IN | LN | WD | HT | P |  |  | O | O | O | O
GS-07F-238AA | BA-377810000 | BEL-ART | SPINBAR JUMBO MAGNETIC RETRIEVER PTFE | BA-377810000 | SPINBAR JUMBO MAGNETIC RETRIEVER PTFE | THIS HANDY MAGNETIC RETRIEVER IS DESIGNED TO RETRIEVE VERY LARGE MAGNETIC STIRRING BARS INSIDE DEEP CONTAINERS. RETRIEVER'S TOTAL LENGTH IS 65CM (26") LONG; MAGNETIC END IS 108X31MM DIA (4X1-1/4"DIA). MADE TO ORDER LENGTHS ARE AVAILABLE. | TRIEVAL OF LARGE STIRRING BARS FROM DEEP VESSELS, LONG, FLEXIBLE SHAFT, PTFE CONSTRUCTION, POWERFUL ALNICO V MAGNET, FEATURES ERGONOMIC 'T' SHAPED HANDGRIP. |  |  | 10 | 10 | 16 | 0.9259 | CF | EA |  |  |  | 3.5 | 540 11 | US | 1 |  | 0 | STND | 30 | AF | IN | IN | IN | LN | WD | HT | P |  |  | O | O | O | O
GS-07F-238AA | BA-379000010 | BEL-ART | MINIPET PTFE PIPETTOR 1ML | BA-379000010 | MINIPET PTFE PIPETTOR 1ML | THE MINIPET PIPETTOR IS A CONVENIENT, LABOR-SAVING REPETITIVE PIPETTOR. TO OPERATE, SIMPLY PUT THE FILLING TUBE IN A CONTAINER, DEPRESS THE PTFE PLUNGER TO DELIVER AND RELEASE TO ASPIRATE. TWISTING THE KNOB ON TOP CONTROLS THE SELF-LOCKING FEATURE | EXACT DISPENSING REPRODUCIBILITY. THE FILLING TUBE CAN BE LENGTHENED FOR EXTENDED REACH, INCREASING ITS VERSATILITY. PTFE MINIPET PIPETTORS ARE HIGHLY CHEMICAL-RESISTANT AND CAN BE USED WITH ALMOST ANY SOLVENT OR ACID (NOT HF) | LIQUIDS ONLY CONTACT THE BOROSILICATE GLASS AND PTFE. COMES WITH A PTFE VALVE (WITH GLASS CHECK) AND PTFE SINKER ON 45.7CM (18") LINE, 2.4MM I. D.(3/8"). AQUEOUS MINIPET PIPETTORS ARE STEAM STERILIZABLE AND CAN BE MATED WITH A LUER |  | 10 | 10 | 16 | 0.9259 | CF | EA |  |  |  | 6 | 540 11 | US | 1 |  | 0 | STND | 30 | AF | IN | IN | IN | LN | WD | HT | P |  |  | O | O | O | O
GS-07F-238AA | BA-379000100 | BEL-ART | MINIPET PTFE PIPETTOR 10ML | BA-379000100 | MINIPET PTFE PIPETTOR 10ML | THE MINIPET PIPETTOR IS A CONVENIENT, LABOR-SAVING REPETITIVE PIPETTOR. TO OPERATE, SIMPLY PUT THE FILLING TUBE IN A CONTAINER, DEPRESS THE PTFE PLUNGER TO DELIVER AND RELEASE TO ASPIRATE. TWISTING THE KNOB ON TOP CONTROLS THE SELF-LOCKING FEATURE | EXACT DISPENSING REPRODUCIBILITY. THE FILLING TUBE CAN BE LENGTHENED FOR EXTENDED REACH, INCREASING ITS VERSATILITY. PTFE MINIPET PIPETTORS ARE HIGHLY CHEMICAL-RESISTANT AND CAN BE USED WITH ALMOST ANY SOLVENT OR ACID (NOT HF) | LIQUIDS ONLY CONTACT THE BOROSILICATE GLASS AND PTFE. COMES WITH A PTFE VALVE (WITH GLASS CHECK) AND PTFE SINKER ON 45.7CM (18") LINE, 2.4MM I. D.(3/8"). AQUEOUS MINIPET PIPETTORS ARE STEAM STERILIZABLE AND CAN BE MATED WITH A LUER |  | 10 | 10 | 16 | 0.9259 | CF | EA |  |  |  | 6 | 540 11 | US | 1 |  | 0 | STND | 30 | AF | IN | IN | IN | LN | WD | HT | P |  |  | O | O | O | O
GS-07F-238AA | BA-379001100 | BEL-ART | MINIPET AQUEOUS PIPETTOR 10ML | BA-379001100 | MINIPET AQUEOUS PIPETTOR 10ML | THE MINIPET PIPETTOR IS A CONVENIENT, LABOR-SAVING REPETITIVE PIPETTOR. TO OPERATE, SIMPLY PUT THE FILLING TUBE IN A CONTAINER, DEPRESS THE PTFE PLUNGER TO DELIVER AND RELEASE TO ASPIRATE. TWISTING THE KNOB ON TOP CONTROLS THE SELF-LOCKING FEATURE | EXACT DISPENSING REPRODUCIBILITY. THE FILLING TUBE CAN BE LENGTHENED FOR EXTENDED REACH, INCREASING ITS VERSATILITY. PTFE MINIPET PIPETTORS ARE HIGHLY CHEMICAL-RESISTANT AND CAN BE USED WITH ALMOST ANY SOLVENT OR ACID (NOT HF) | LIQUIDS ONLY CONTACT THE BOROSILICATE GLASS AND PTFE. COMES WITH A PTFE VALVE (WITH GLASS CHECK) AND PTFE SINKER ON 45.7CM (18") LINE, 2.4MM I. D.(3/8"). AQUEOUS MINIPET PIPETTORS ARE STEAM STERILIZABLE AND CAN BE MATED WITH A LUER |  | 10 | 10 | 16 | 0.9259 | CF | EA |  |  |  | 2 | 540 11 | US | 1 |  | 0 | STND | 30 | AF | IN | IN | IN | LN | WD | HT | P |  |  | O | O | O | O
GS-07F-238AA | BA-379070011 | BEL-ART | ERGOPET I BELLOWS PIPETTOR | BA-379070011 | ERGOPET I BELLOWS PIPETTOR | RELAX, THERE'S NO REASON TO STRAIN AND FATIGUE YOUR PIPETTING HAND AND ARM WITH AWKWARD POSITIONING WHEN WORKING INSIDE A HOOD OR ON THE BENCH WITH SEROLOGICAL PIPETTES. THE NEW ERGOPET FAMILY OF PIPETTORS FROM BEL-ART PRODUCTS HAS MULTIPLE ERGONOMIC | COMFORT ADJUSTMENTS AND OPTIONS TO MAKE PIPETTING MOTIONS BETTER CONFORM TO YOUR PHYSIOLOGY AND NEEDS. AN EASY TO SET SWIVEL HEAD HELPS TO REDUCE AWKWARD WRIST BENDING ASSOCIATED WITH USING STANDARD PIPETTORS. THE HEAD OF ERGOPET PIPETTORS CAN BE POS | ITIONED STRAIGHT AHEAD IN LINE WITH THE HAND OR SWUNG UP TO 90 DEGREES LEFT OR RIGHT. THIS ALLOWS UNOBSTRUCTED VIEWING OF THE PIPETTE WHILE ASPIRATING AND DISPENSING, ALL WHILE MAINTAINING A MORE NATURAL HAND POSITION. TO FURTHER ADAPT THE PIPETTOR |  | 10 | 10 | 16 | 0.9259 | CF | EA |  |  |  | 2 | 540 16 | US | 1 |  | 0 | STND | 30 | AF | IN | IN | IN | LN | WD | HT | P |  |  | O | O | O | O
GS-07F-238AA | BA-379070012 | BEL-ART | ERGOPET II BELLOWS PIPETTOR | BA-379070012 | ERGOPET II BELLOWS PIPETTOR | RELAX, THERE'S NO REASON TO STRAIN AND FATIGUE YOUR PIPETTING HAND AND ARM WITH AWKWARD POSITIONING WHEN WORKING INSIDE A HOOD OR ON THE BENCH WITH SEROLOGICAL PIPETTES. THE NEW ERGOPET FAMILY OF PIPETTORS FROM BEL-ART PRODUCTS HAS MULTIPLE ERGONOMIC | COMFORT ADJUSTMENTS AND OPTIONS TO MAKE PIPETTING MOTIONS BETTER CONFORM TO YOUR PHYSIOLOGY AND NEEDS. IN ADDITION, THERE ARE MODELS WITH EXTENDED HEIGHT THAT RAISES THE TIP OF THE PIPETTE BY UP TO 20CM (8"), DRAMATICALLY LOWERING THE HAND POSITION. | MOST USERS WILL BE ABLE TO REST THEIR ELBOW ON THE BENCH TO SUPPORT THEIR ARM AND PIPETTOR. AN EASY TO SET SWIVEL HEAD HELPS TO REDUCE AWKWARD WRIST BENDING ASSOCIATED WITH USING STANDARD PIPETTORS. THE HEAD OF ERGOPET PIPETTORS CAN BE POSITIONED ST |  | 10 | 10 | 16 | 0.9259 | CF | EA |  |  |  | 2 | 540 16 | US | 1 |  | 0 | STND | 30 | AF | IN | IN | IN | LN | WD | HT | P |  |  | O | O | O | O
GS-07F-238AA | BA-379070013 | BEL-ART | ERGOPET III BELLOWS PIPETTOR | BA-379070013 | ERGOPET III BELLOWS PIPETTOR | RELAX, THERE'S NO REASON TO STRAIN AND FATIGUE YOUR PIPETTING HAND AND ARM WITH AWKWARD POSITIONING WHEN WORKING INSIDE A HOOD OR ON THE BENCH WITH SEROLOGICAL PIPETTES. THE NEW ERGOPET FAMILY OF PIPETTORS FROM BEL-ART PRODUCTS HAS MULTIPLE ERGONOMIC | COMFORT ADJUSTMENTS AND OPTIONS TO MAKE PIPETTING MOTIONS BETTER CONFORM TO YOUR PHYSIOLOGY AND NEEDS. IN ADDITION, THERE ARE MODELS WITH EXTENDED HEIGHT THAT RAISES THE TIP OF THE PIPETTE BY UP TO 20CM (8"), DRAMATICALLY LOWERING THE HAND POSITION. | MOST USERS WILL BE ABLE TO REST THEIR ELBOW ON THE BENCH TO SUPPORT THEIR ARM AND PIPETTOR. AN EASY TO SET SWIVEL HEAD HELPS TO REDUCE AWKWARD WRIST BENDING ASSOCIATED WITH USING STANDARD PIPETTORS. THE HEAD OF ERGOPET PIPETTORS CAN BE POSITIONED ST |  | 10 | 10 | 16 | 0.9259 | CF | EA |  |  |  | 2 | 540 16 | US | 1 |  | 0 | STND | 30 | AF | IN | IN | IN | LN | WD | HT | P |  |  | O | O | O | O
GS-07F-238AA | BA-379071011 | BEL-ART | ERGOPET I AIR POWERED PIPETTOR | BA-379071011 | ERGOPET I AIR POWERED PIPETTOR | RELAX, THERE'S NO REASON TO STRAIN AND FATIGUE YOUR PIPETTING HAND AND ARM WITH AWKWARD POSITIONING WHEN WORKING INSIDE A HOOD OR ON THE BENCH WITH SEROLOGICAL PIPETTES. THE NEW ERGOPET FAMILY OF PIPETTORS FROM BEL-ART PRODUCTS HAS MULTIPLE ERGONOMIC | COMFORT ADJUSTMENTS AND OPTIONS TO MAKE PIPETTING MOTIONS BETTER CONFORM TO YOUR PHYSIOLOGY AND NEEDS. IN ADDITION, THERE ARE MODELS WITH EXTENDED HEIGHT THAT RAISES THE TIP OF THE PIPETTE BY UP TO 20CM (8"), DRAMATICALLY LOWERING THE HAND POSITION. | MOST USERS WILL BE ABLE TO REST THEIR ELBOW ON THE BENCH TO SUPPORT THEIR ARM AND PIPETTOR. THE SOFT SILICONE CHUCK ACCEPTS GLASS OR PLASTIC PIPETTES FROM 1-20ML. SIMPLY SLIP A PIPETTE INTO THE RIBBED CHUCK FOR A LEAK FREE SEAL. A USER REPLACEABLE H |  | 10 | 10 | 16 | 0.9259 | CF | EA |  |  |  | 2 | 540 16 | US | 1 |  | 0 | STND | 30 | AF | IN | IN | IN | LN | WD | HT | P |  |  | O | O | O | O
GS-07F-238AA | BA-379071012 | BEL-ART | ERGOPET II AIR POWERED PIPETTOR | BA-379071012 | ERGOPET II AIR POWERED PIPETTOR | RELAX, THERE'S NO REASON TO STRAIN AND FATIGUE YOUR PIPETTING HAND AND ARM WITH AWKWARD POSITIONING WHEN WORKING INSIDE A HOOD OR ON THE BENCH WITH SEROLOGICAL PIPETTES. THE NEW ERGOPET FAMILY OF PIPETTORS FROM BEL-ART PRODUCTS HAS MULTIPLE ERGONOMIC | COMFORT ADJUSTMENTS AND OPTIONS TO MAKE PIPETTING MOTIONS BETTER CONFORM TO YOUR PHYSIOLOGY AND NEEDS. IN ADDITION, THERE ARE MODELS WITH EXTENDED HEIGHT THAT RAISES THE TIP OF THE PIPETTE BY UP TO 20CM (8"), DRAMATICALLY LOWERING THE HAND POSITION. | MOST USERS WILL BE ABLE TO REST THEIR ELBOW ON THE BENCH TO SUPPORT THEIR ARM AND PIPETTOR. THE SOFT SILICONE CHUCK ACCEPTS GLASS OR PLASTIC PIPETTES FROM 1-20ML. SIMPLY SLIP A PIPETTE INTO THE RIBBED CHUCK FOR A LEAK FREE SEAL. A USER REPLACEABLE H |  | 10 | 10 | 16 | 0.9259 | CF | EA |  |  |  | 2 | 540 16 | US | 1 |  | 0 | STND | 30 | AF | IN | IN | IN | LN | WD | HT | P |  |  | O | O | O | O
GS-07F-238AA | BA-379071013 | BEL-ART | ERGOPET III AIR POWERED PIPETTOR | BA-379071013 | ERGOPET III AIR POWERED PIPETTOR | RELAX, THERE'S NO REASON TO STRAIN AND FATIGUE YOUR PIPETTING HAND AND ARM WITH AWKWARD POSITIONING WHEN WORKING INSIDE A HOOD OR ON THE BENCH WITH SEROLOGICAL PIPETTES. THE NEW ERGOPET FAMILY OF PIPETTORS FROM BEL-ART PRODUCTS HAS MULTIPLE ERGONOMIC | COMFORT ADJUSTMENTS AND OPTIONS TO MAKE PIPETTING MOTIONS BETTER CONFORM TO YOUR PHYSIOLOGY AND NEEDS. IN ADDITION, THERE ARE MODELS WITH EXTENDED HEIGHT THAT RAISES THE TIP OF THE PIPETTE BY UP TO 20CM (8"), DRAMATICALLY LOWERING THE HAND POSITION. | MOST USERS WILL BE ABLE TO REST THEIR ELBOW ON THE BENCH TO SUPPORT THEIR ARM AND PIPETTOR. THE SOFT SILICONE CHUCK ACCEPTS GLASS OR PLASTIC PIPETTES FROM 1-20ML. SIMPLY SLIP A PIPETTE INTO THE RIBBED CHUCK FOR A LEAK FREE SEAL. A USER REPLACEABLE H |  | 10 | 10 | 16 | 0.9259 | CF | EA |  |  |  | 2 | 540 16 | US | 1 |  | 0 | STND | 30 | AF | IN | IN | IN | LN | WD | HT | P |  |  | O | O | O | O
GS-07F-238AA | BA-379080011 | BEL-ART | ERGOPET I POWERED PIPETTOR | BA-379080011 | ERGOPET I POWERED PIPETTOR | ERGOPET POWERED PIPETTORS PROVIDE THE FREEDOM OF MOBILITY AND THE CONVENIENCE OF INDIVIDUAL PUSH BUTTONS TO EASILY CONTROL ASPIRATING AND DISPENSING SPEEDS FROM SLOW (GRAVITY) TO FAST (POWERED). | THE PORTABLE ERGOPET BATTERY POWERED PIPETTORS RUN ON TWO RECHARGEABLE 1.2V AA NIMH BATTERIES THAT CAN BE RECHARGED APPROXIMATELY 500 TIMES WITH THE SUPPLIED WALL CHARGER. | ERGOPET PIPETTORS ALLOW ADJUSTMENTS FOR MAXIMUM COMFORT AS WELL AS MINIMAL ARM STRAIN AND FATIGUE WHEN WORKING INSIDE A HOOD OR BENCH. |  | 10 | 10 | 16 | 0.9259 | CF | EA |  |  |  | 2 | 540 16 | US | 1 |  | 0 | STND | 30 | AF | IN | IN | IN | LN | WD | HT | P |  |  | O | O | O | O
GS-07F-238AA | BA-379080012 | BEL-ART | ERGOPET II POWERED PIPETTOR | BA-379080012 | ERGOPET II POWERED PIPETTOR | ERGOPET POWERED PIPETTORS PROVIDE THE FREEDOM OF MOBILITY AND THE CONVENIENCE OF INDIVIDUAL PUSH BUTTONS TO EASILY CONTROL ASPIRATING AND DISPENSING SPEEDS FROM SLOW (GRAVITY) TO FAST (POWERED). | THE PORTABLE ERGOPET BATTERY POWERED PIPETTORS RUN ON TWO RECHARGEABLE 1.2V AA NIMH BATTERIES THAT CAN BE RECHARGED APPROXIMATELY 500 TIMES WITH THE SUPPLIED WALL CHARGER. | ERGOPET PIPETTORS ALLOW ADJUSTMENTS FOR MAXIMUM COMFORT AS WELL AS MINIMAL ARM STRAIN AND FATIGUE WHEN WORKING INSIDE A HOOD OR BENCH. |  | 10 | 10 | 16 | 0.9259 | CF | EA |  |  |  | 2 | 540 16 | US | 1 |  | 0 | STND | 30 | AF | IN | IN | IN | LN | WD | HT | P |  |  | O | O | O | O
GS-07F-238AA | BA-379080013 | BEL-ART | ERGOPET III POWERED PIPETTOR | BA-379080013 | ERGOPET III POWERED PIPETTOR | ERGOPET POWERED PIPETTORS PROVIDE THE FREEDOM OF MOBILITY AND THE CONVENIENCE OF INDIVIDUAL PUSH BUTTONS TO EASILY CONTROL ASPIRATING AND DISPENSING SPEEDS FROM SLOW (GRAVITY) TO FAST (POWERED). | THE PORTABLE ERGOPET BATTERY POWERED PIPETTORS RUN ON TWO RECHARGEABLE 1.2V AA NIMH BATTERIES THAT CAN BE RECHARGED APPROXIMATELY 500 TIMES WITH THE SUPPLIED WALL CHARGER. | ERGOPET PIPETTORS ALLOW ADJUSTMENTS FOR MAXIMUM COMFORT AS WELL AS MINIMAL ARM STRAIN AND FATIGUE WHEN WORKING INSIDE A HOOD OR BENCH. |  | 10 | 10 | 16 | 0.9259 | CF | EA |  |  |  | 2 | 540 16 | US | 1 |  | 0 | STND | 30 | AF | IN | IN | IN | LN | WD | HT | P |  |  | O | O | O | O
GS-07F-238AA | BA-379080014 | BEL-ART | ERGOPET IV POWERED PIPETTOR | BA-379080014 | ERGOPET IV POWERED PIPETTOR | ERGOPET POWERED PIPETTORS PROVIDE THE FREEDOM OF MOBILITY AND THE CONVENIENCE OF INDIVIDUAL PUSH BUTTONS TO EASILY CONTROL ASPIRATING AND DISPENSING SPEEDS FROM SLOW (GRAVITY) TO FAST (POWERED). | THE PORTABLE ERGOPET BATTERY POWERED PIPETTORS RUN ON TWO RECHARGEABLE 1.2V AA NIMH BATTERIES THAT CAN BE RECHARGED APPROXIMATELY 500 TIMES WITH THE SUPPLIED WALL CHARGER. | ERGOPET PIPETTORS ALLOW ADJUSTMENTS FOR MAXIMUM COMFORT AS WELL AS MINIMAL ARM STRAIN AND FATIGUE WHEN WORKING INSIDE A HOOD OR BENCH. |  | 10 | 10 | 16 | 0.9259 | CF | EA |  |  |  | 2 | 540 16 | US | 1 |  | 0 | STND | 30 | AF | IN | IN | IN | LN | WD | HT | P |  |  | O | O | O | O
GS-07F-238AA | BA-379080251 | BEL-ART | ERGOPET PIPETTOR FILTERS CS/12 | BA-379080251 | ERGOPET PIPETTOR FILTERS | BAG OF 12 ERGOPET PIPETTOR FILTERS |  |  |  | 10 | 10 | 16 | 0.9259 | CF | CA | 12 | CA |  | 2 | 540 16 | US | 1 |  | 0 | STND | 30 | AF | IN | IN | IN | LN | WD | HT | P |  |  | O | O | O | O
GS-07F-238AA | BA-379100011 | BEL-ART | ERGOPET I MEMORY PIPETTOR | BA-379100011 | ERGOPET I MEMORY PIPETTOR | ERGOPET MEMORY PIPETTORS ASPIRATE AND DISPENSE A PRECISE AMOUNT OF LIQUID REPEATEDLY IN THE " MEMORY MODE"WITHOUT USING THE GRADUATIONS OF THE PIPETTE. THIS UNIQUE FEATURE DECREASES THE REPETITIVE USE OF THE FINGERS DURING PIPETTING. | REDUCE MUSCLE FATIGUE AND REPETITIVE STRESS INJURIES. OPERATING ON TWO RECHARGEABLE 1.2V AA NIMH BATTERIES (INCLUDED), ERGOPET MEMORY PIPETTOR EASILY CONTROLS ASPIRATING AND DISPENSING WITH SEPARATE FINGERTIP CONTROLS AND ADJUSTABLE SPEED DIALS. | PIPETTORS ALLOW ADJUSTMENTS FOR MAXIMUM COMFORT AS WELL AS MINIMAL ARM STRAIN AND FATIGUE WHEN WORKING INSIDE A HOOD OR ON THE BENCH. AVAILABLE IN A RANGE OF SIZES, THE ERGOPET PIPETTORS ALLOW USERS OF VARYING BODY HEIGHTS. |  | 10 | 10 | 16 | 0.9259 | CF | EA |  |  |  | 2 | 540 16 | US | 1 |  | 0 | STND | 30 | AF | IN | IN | IN | LN | WD | HT | P |  |  | O | O | O | O
GS-07F-238AA | BA-379100012 | BEL-ART | ERGOPET II MEMORY PIPETTOR | BA-379100012 | ERGOPET II MEMORY PIPETTOR | ERGOPET MEMORY PIPETTORS ASPIRATE AND DISPENSE A PRECISE AMOUNT OF LIQUID REPEATEDLY IN THE " MEMORY MODE"WITHOUT USING THE GRADUATIONS OF THE PIPETTE. THIS UNIQUE FEATURE DECREASES THE REPETITIVE USE OF THE FINGERS DURING PIPETTING. | REDUCE MUSCLE FATIGUE AND REPETITIVE STRESS INJURIES. OPERATING ON TWO RECHARGEABLE 1.2V AA NIMH BATTERIES (INCLUDED), ERGOPET MEMORY PIPETTOR EASILY CONTROLS ASPIRATING AND DISPENSING WITH SEPARATE FINGERTIP CONTROLS AND ADJUSTABLE SPEED DIALS. | PIPETTORS ALLOW ADJUSTMENTS FOR MAXIMUM COMFORT AS WELL AS MINIMAL ARM STRAIN AND FATIGUE WHEN WORKING INSIDE A HOOD OR ON THE BENCH. AVAILABLE IN A RANGE OF SIZES, THE ERGOPET PIPETTORS ALLOW USERS OF VARYING BODY HEIGHTS. |  | 10 | 10 | 16 | 0.9259 | CF | EA |  |  |  | 2 | 540 16 | US | 1 |  | 0 | STND | 30 | AF | IN | IN | IN | LN | WD | HT | P |  |  | O | O | O | O
GS-07F-238AA | BA-379100013 | BEL-ART | ERGOPET III MEMORY PIPETTOR | BA-379100013 | ERGOPET III MEMORY PIPETTOR | ERGOPET MEMORY PIPETTORS ASPIRATE AND DISPENSE A PRECISE AMOUNT OF LIQUID REPEATEDLY IN THE " MEMORY MODE"WITHOUT USING THE GRADUATIONS OF THE PIPETTE. THIS UNIQUE FEATURE DECREASES THE REPETITIVE USE OF THE FINGERS DURING PIPETTING. | REDUCE MUSCLE FATIGUE AND REPETITIVE STRESS INJURIES. OPERATING ON TWO RECHARGEABLE 1.2V AA NIMH BATTERIES (INCLUDED), ERGOPET MEMORY PIPETTOR EASILY CONTROLS ASPIRATING AND DISPENSING WITH SEPARATE FINGERTIP CONTROLS AND ADJUSTABLE SPEED DIALS. | PIPETTORS ALLOW ADJUSTMENTS FOR MAXIMUM COMFORT AS WELL AS MINIMAL ARM STRAIN AND FATIGUE WHEN WORKING INSIDE A HOOD OR ON THE BENCH. AVAILABLE IN A RANGE OF SIZES, THE ERGOPET PIPETTORS ALLOW USERS OF VARYING BODY HEIGHTS. |  | 10 | 6 | 5 | 0.1736 | CF | EA |  |  |  | 2 | 540 16 | US | 1 |  | 0 | STND | 30 | AF | IN | IN | IN | LN | WD | HT | P |  |  | O | O | O | O
GS-07F-238AA | BA-379100014 | BEL-ART | ERGOPET IV MEMORY PIPETTOR | BA-379100014 | ERGOPET IV MEMORY PIPETTOR | ERGOPET MEMORY PIPETTORS ASPIRATE AND DISPENSE A PRECISE AMOUNT OF LIQUID REPEATEDLY IN THE " MEMORY MODE"WITHOUT USING THE GRADUATIONS OF THE PIPETTE. THIS UNIQUE FEATURE DECREASES THE REPETITIVE USE OF THE FINGERS DURING PIPETTING. | REDUCE MUSCLE FATIGUE AND REPETITIVE STRESS INJURIES. OPERATING ON TWO RECHARGEABLE 1.2V AA NIMH BATTERIES (INCLUDED), ERGOPET MEMORY PIPETTOR EASILY CONTROLS ASPIRATING AND DISPENSING WITH SEPARATE FINGERTIP CONTROLS AND ADJUSTABLE SPEED DIALS. | PIPETTORS ALLOW ADJUSTMENTS FOR MAXIMUM COMFORT AS WELL AS MINIMAL ARM STRAIN AND FATIGUE WHEN WORKING INSIDE A HOOD OR ON THE BENCH. AVAILABLE IN A RANGE OF SIZES, THE ERGOPET PIPETTORS ALLOW USERS OF VARYING BODY HEIGHTS. |  | 10 | 10 | 16 | 0.9259 | CF | EA |  |  |  | 2 | 540 16 | US | 1 |  | 0 | STND | 30 | AF | IN | IN | IN | LN | WD | HT | P |  |  | O | O | O | O
GS-07F-238AA | BA-379150510 | BEL-ART | AUTOMATIC ZEROING BURETTE 10ML | BA-379150510 | AUTOMATIC SELF ZEROING BURETTE 10ML | THIS CLOSED SYSTEM IS DESIGNED TO AVOID EXTERNAL CONTAMINATION. RUGGED, BOROSILICATE GLASS BURETTES WITH 0.1ML MARKINGS IN WHITE ARE ATTACHED TO A POLYETHYLENE SCREW CLOSURE AND BOTTLE. MANUALLY PRESSING THE SOFT BOTTLE PROPELS FLUID INTO BURETTE. | OVERFLOW RETURNS TO THE BOTTLE IF PRESSURE IS NO LONGER APPLIED TO THE BOTTLE. A GLASS STOPCOCK WITH A 2MM BORE IS LOCATED ON THE DRAIN ARM. LARGE, DETACHABLE PLASTIC BASE MAY BE REMOVED FROM THE RESERVOIR. SELF-ZEROING BOROSILICATE GLASS BURETTE. | CLOSED SYSTEM AVOIDS CONTAMINATION. POLYETHYLENE BOTTLE. GLASS STOPCOCK. PRECISION: +/- 1% OF TOTAL VOLUME. RESERVOIR CAPACITY: 500ML. BURETTE CAPACITY: 10ML. BASE DIAMETER: 118MM (4.7"). BURETTE HEIGHT: 47MM (18 1/2") |  | 10 | 10 | 16 | 0.9259 | CF | EA |  |  |  | 2 | 540 16 | US | 1 |  | 0 | STND | 30 | AF | IN | IN | IN | LN | WD | HT | P |  |  | O | O | O | O
GS-07F-238AA | BA-379150525 | BEL-ART | AUTOMATIC ZEROING BURETTE 25ML/16OZ | BA-379150525 | AUTOMATIC SELF ZEROING BURETTE 25ML/16OZ | THIS CLOSED SYSTEM IS DESIGNED TO AVOID EXTERNAL CONTAMINATION. RUGGED, BOROSILICATE GLASS BURETTES WITH 0.1ML MARKINGS IN WHITE ARE ATTACHED TO A POLYETHYLENE SCREW CLOSURE AND BOTTLE. MANUALLY PRESSING THE SOFT BOTTLE PROPELS FLUID INTO BURETTE. | OVERFLOW RETURNS TO THE BOTTLE IF PRESSURE IS NO LONGER APPLIED TO THE BOTTLE. A GLASS STOPCOCK WITH A 2MM BORE IS LOCATED ON THE DRAIN ARM. LARGE, DETACHABLE PLASTIC BASE MAY BE REMOVED FROM THE RESERVOIR. SELF-ZEROING BOROSILICATE GLASS BURETTE. | CLOSED SYSTEM AVOIDS CONTAMINATION. POLYETHYLENE BOTTLE. GLASS STOPCOCK. PRECISION: +/- 1% OF TOTAL VOLUME. RESERVOIR CAPACITY: 500ML. BURETTE CAPACITY: 25ML. BASE DIAMETER: 118MM (4.7"). BURETTE HEIGHT: 60MM (23 1/2") |  | 10 | 10 | 16 | 0.9259 | CF | EA |  |  |  | 2 | 540 16 | US | 1 |  | 0 | STND | 30 | AF | IN | IN | IN | LN | WD | HT | P |  |  | O | O | O | O
GS-07F-238AA | BA-379151010 | BEL-ART | AUTOMATIC ZEROING BURETTE 10ML/32OZ | BA-379151010 | AUTOMATIC SELF ZEROING BURETTE 10ML/32OZ | THIS CLOSED SYSTEM IS DESIGNED TO AVOID EXTERNAL CONTAMINATION. RUGGED, BOROSILICATE GLASS BURETTES WITH 0.1ML MARKINGS IN WHITE ARE ATTACHED TO A POLYETHYLENE SCREW CLOSURE AND BOTTLE. MANUALLY PRESSING THE SOFT BOTTLE PROPELS FLUID INTO BURETTE. | OVERFLOW RETURNS TO THE BOTTLE IF PRESSURE IS NO LONGER APPLIED TO THE BOTTLE. A GLASS STOPCOCK WITH A 2MM BORE IS LOCATED ON THE DRAIN ARM. LARGE, DETACHABLE PLASTIC BASE MAY BE REMOVED FROM THE RESERVOIR. SELF-ZEROING BOROSILICATE GLASS BURETTE. | CLOSED SYSTEM AVOIDS CONTAMINATION. POLYETHYLENE BOTTLE. GLASS STOPCOCK. PRECISION: +/- 1% OF TOTAL VOLUME. RESERVOIR CAPACITY: 1000ML. BURETTE CAPACITY: 10ML. BASE DIAMETER: 137MM (5.4"). BURETTE HEIGHT: 47MM (18 1/2") |  | 10 | 12 | 4 | 0.2778 | CF | EA |  |  |  | 2 | 540 16 | US | 1 |  | 0 | STND | 30 | AF | IN | IN | IN | LN | WD | HT | P |  |  | O | O | O | O
GS-07F-238AA | BA-379151025 | BEL-ART | AUTOMATIC ZEROING BURETTE 25ML/32OZ | BA-379151025 | AUTOMATIC SELF ZEROING BURETTE 25ML/32OZ | THIS CLOSED SYSTEM IS DESIGNED TO AVOID EXTERNAL CONTAMINATION. RUGGED, BOROSILICATE GLASS BURETTES WITH 0.1ML MARKINGS IN WHITE ARE ATTACHED TO A POLYETHYLENE SCREW CLOSURE AND BOTTLE. MANUALLY PRESSING THE SOFT BOTTLE PROPELS FLUID INTO BURETTE. | OVERFLOW RETURNS TO THE BOTTLE IF PRESSURE IS NO LONGER APPLIED TO THE BOTTLE. A GLASS STOPCOCK WITH A 2MM BORE IS LOCATED ON THE DRAIN ARM. LARGE, DETACHABLE PLASTIC BASE MAY BE REMOVED FROM THE RESERVOIR. SELF-ZEROING BOROSILICATE GLASS BURETTE. | CLOSED SYSTEM AVOIDS CONTAMINATION. POLYETHYLENE BOTTLE. GLASS STOPCOCK. PRECISION: +/- 1% OF TOTAL VOLUME. RESERVOIR CAPACITY: 1000ML. BURETTE CAPACITY: 25ML. BASE DIAMETER: 137MM (5.4"). BURETTE HEIGHT: 60MM (23 1/2') |  | 10 | 10 | 16 | 0.9259 | CF | EA |  |  |  | 2 | 540 16 | US | 1 |  | 0 | STND | 30 | AF | IN | IN | IN | LN | WD | HT | P |  |  | O | O | O | O
GS-07F-238AA | BA-379180109 | BEL-ART | AUTOMATIC BURETTE 10ML | BA-379180109 | AUTOMATIC BURETTE 10ML | A PLASTIC PUSH BUTTON STOPCOCK ON THE DELIVERY END OF THE BURETTE ALLOWS PETITE, PRECISE DROPLET DELIVERY. REPEAT TITRATION CAN BE SIMPLY PERFORMED WITH THE AID OF A SMALL SCREW CLAMP THAT REGULATES DROP RATE. POLYETHYLENE FILLER LINE | THE CHEMICAL-RESISTANT POLYETHYLENE IS USED TO MAKE THE BOTTLE, ROUND BASE AND THE SCREW CAP. GRADUATION ACCURACY IS CLASS B. SELF-ZEROING GLASS BURETTES. BLUE MARKINGS ON A WHITE BACKGROUND FOR SIMPLE LEGIBILITY. | INCLUDES STOPCOCK FOR DROP BY DROP DELIVERY. POLYETHYLENE CONSTRUCTION. |  | 10 | 32 | 4 | 0.7407 | CF | EA |  |  |  | 2 | 540 16 | US | 1 |  | 0 | STND | 30 | AF | IN | IN | IN | LN | WD | HT | P |  |  | O | O | O | O
GS-07F-238AA | BA-379180110 | BEL-ART | AUTOMATIC BURETTE 15ML | BA-379180110 | AUTOMATIC BURETTE 15ML | A PLASTIC PUSH BUTTON STOPCOCK ON THE DELIVERY END OF THE BURETTE ALLOWS PETITE, PRECISE DROPLET DELIVERY. REPEAT TITRATION CAN BE SIMPLY PERFORMED WITH THE AID OF A SMALL SCREW CLAMP THAT REGULATES DROP RATE. POLYETHYLENE FILLER LINE | THE CHEMICAL-RESISTANT POLYETHYLENE IS USED TO MAKE THE BOTTLE, ROUND BASE AND THE SCREW CAP. GRADUATION ACCURACY IS CLASS B. SELF-ZEROING GLASS BURETTES. BLUE MARKINGS ON A WHITE BACKGROUND FOR SIMPLE LEGIBILITY. | INCLUDES STOPCOCK FOR DROP BY DROP DELIVERY. POLYETHYLENE CONSTRUCTION. |  | 10 | 10 | 16 | 0.9259 | CF | EA |  |  |  | 2 | 540 16 | US | 1 |  | 0 | STND | 30 | AF | IN | IN | IN | LN | WD | HT | P |  |  | O | O | O | O
GS-07F-238AA | BA-379180111 | BEL-ART | AUTOMATIC BURETTE 25ML | BA-379180111 | AUTOMATIC BURETTE 25ML | A PLASTIC PUSH BUTTON STOPCOCK ON THE DELIVERY END OF THE BURETTE ALLOWS PETITE, PRECISE DROPLET DELIVERY. REPEAT TITRATION CAN BE SIMPLY PERFORMED WITH THE AID OF A SMALL SCREW CLAMP THAT REGULATES DROP RATE. POLYETHYLENE FILLER LINE | THE CHEMICAL-RESISTANT POLYETHYLENE IS USED TO MAKE THE BOTTLE, ROUND BASE AND THE SCREW CAP. GRADUATION ACCURACY IS CLASS B. SELF-ZEROING GLASS BURETTES. BLUE MARKINGS ON A WHITE BACKGROUND FOR SIMPLE LEGIBILITY. | INCLUDES STOPCOCK FOR DROP BY DROP DELIVERY. POLYETHYLENE CONSTRUCTION. |  | 10 | 10 | 16 | 0.9259 | CF | EA |  |  |  | 2 | 540 16 | US | 1 |  | 0 | STND | 30 | AF | IN | IN | IN | LN | WD | HT | P |  |  | O | O | O | O
GS-07F-238AA | BA-379180112 | BEL-ART | AUTOMATIC BURETTE 50ML | BA-379180112 | AUTOMATIC BURETTE 50ML | A PLASTIC PUSH BUTTON STOPCOCK ON THE DELIVERY END OF THE BURETTE ALLOWS PETITE, PRECISE DROPLET DELIVERY. REPEAT TITRATION CAN BE SIMPLY PERFORMED WITH THE AID OF A SMALL SCREW CLAMP THAT REGULATES DROP RATE. POLYETHYLENE FILLER LINE | THE CHEMICAL-RESISTANT POLYETHYLENE IS USED TO MAKE THE BOTTLE, ROUND BASE AND THE SCREW CAP. GRADUATION ACCURACY IS CLASS B. SELF-ZEROING GLASS BURETTES. BLUE MARKINGS ON A WHITE BACKGROUND FOR SIMPLE LEGIBILITY. | INCLUDES STOPCOCK FOR DROP BY DROP DELIVERY. POLYETHYLENE CONSTRUCTION. |  | 10 | 10 | 16 | 0.9259 | CF | EA |  |  |  | 2 | 540 16 | US | 1 |  | 0 | STND | 30 | AF | IN | IN | IN | LN | WD | HT | P |  |  | O | O | O | O
GS-07F-238AA | BK-WRENCH-70 | BECKSON | 70MM DRUM BUNG WRENCH | BK-WRENCH-70 | BUNG WRENCH FIBERGLASS REINFORCED NYLON FOR CONTAINERS, 70MM BUNG CAP | DRUM BUNG WRENCH FOR 70 MM AND 3/4" SLOTTED DRUM PLUGSFEATURES EASY TO USE VERY STRONG SMALL LIGHTWEIGHT NON-SPARKING FIBERGLASS FILLED NYLON |  |  |  | 10 | 10 | 16 | 0.9259 | CF | EA |  |  |  | 3 | 540 16 | US | 1 |  | 0 | STND | 30 | AF | IN | IN | IN | LN | WD | HT | P |  |  | O | O | O | O
GS-07F-238AA | BK-WRENCH-DRUM | BECKSON | DRUM BUNG WRENCH FOR 30-55 GALLON DRUMS | BK-WRENCH-DRUM | BUNG WRENCH FIBERGLASS REINFORCED NYLON FOR PLASTIC BUNG PLUGS 30-55 GALLON DRUMS | DRUM BUNG WRENCH FOR BUNG PLUGS AND 3/4" SLOTTED DRUM PLUGS ON PLASTIC 30-55 GALLON DRUMSFEATURES EASY TO USE VERY STRONG SMALL LIGHTWEIGHT NON-SPARKING FIBERGLASS FILLED NYLON |  |  |  | 10 | 10 | 16 | 0.9259 | CF | EA |  |  |  | 3 | 540 16 | US | 1 |  | 0 | STND | 30 | AF | IN | IN | IN | LN | WD | HT | P |  |  | O | O | O | O
GS-07F-238AA | BM-B3000-100 | BENCHMARK | MEDIA BOTTLES HYBEX 100ML, STANDARD | BM-B3000-100 | MEDIA BOTTLES HYBEX 100ML, GL45 CAP | MEDIA BOTTLES, HYBEX 100ML WITH STANDARD (GL45) CAP |  |  |  | 10 | 10 | 16 | 0.9259 | CF | CA | 10 | CA |  | 2 | 540 16 | US | 1 |  | 0 | STND | 30 | AF | IN | IN | IN | LN | WD | HT | P |  |  | O | O | O | O
GS-07F-238AA | BM-B3000-250 | BENCHMARK | MEDIA BOTTLES HYBEX 250ML, STANDARD | BM-B3000-250 | MEDIA BOTTLES HYBEX 250ML, GL45 CAP | MEDIA BOTTLES, HYBEX 250ML WITH STANDARD (GL45) CAP |  |  |  | 10 | 10 | 16 | 0.9259 | CF | CA | 10 | CA |  | 2 | 540 16 | US | 1 |  | 0 | STND | 30 | AF | IN | IN | IN | LN | WD | HT | P |  |  | O | O | O | O
GS-07F-238AA | BM-B3000-50 | BENCHMARK | MEDIA BOTTLES HYBEX 50ML, BLUE GL32 | BM-B3000-50 | MEDIA BOTTLES HYBEX 50ML, BLUE GL32 CAP | MEDIA BOTTLES, HYBEX 50ML WITH BLUE GL32 CAPS |  |  |  | 10 | 10 | 16 | 0.9259 | CF | CA | 10 | CA |  | 2 | 540 16 | US | 1 |  | 0 | STND | 30 | AF | IN | IN | IN | LN | WD | HT | P |  |  | O | O | O | O
GS-07F-238AA | BM-B3000-500 | BENCHMARK | MEDIA BOTTLES HYBEX 500ML, STANDARD | BM-B3000-500 | MEDIA BOTTLES HYBEX 500ML, GL45 CAP | MEDIA BOTTLES, HYBEX 500ML WITH STANDARD (GL45) CAP |  |  |  | 10 | 10 | 16 | 0.9259 | CF | CA | 10 | CA |  | 2 | 540 16 | US | 1 |  | 0 | STND | 30 | AF | IN | IN | IN | LN | WD | HT | P |  |  | O | O | O | O
GS-07F-238AA | BM-BR1000 | BENCHMARK | PLATFORM ROCKER FIXED SPEED 12X12 | BM-BR1000 | PLATFORM ROCKER FIXED SPEED BENCHBLOTTER 12" X12", FLAT MAT | PLATFORM ROCKER, FIXED SPEED BENCHBLOTTER, 12" X12"WITH FLAT MAT |  |  |  | 10 | 10 | 16 | 0.9259 | CF | EA |  |  |  | 2 | 540 16 | US | 1 |  | 0 | STND | 30 | AF | IN | IN | IN | LN | WD | HT | P |  |  | O | O | O | O
GS-07F-238AA | BM-BT30 | BENCHMARK | ORBITAL SHAKER LOW SPEED NON-SLIP | BM-BT30 | ORBITAL SHAKER LOW SPEED ORBI-BLOTTER, NON-SLIP MAT PLATFORM | THE ORBI-BLOTTER FEATURES A GENTLE ORBITAL MOTION WITH SPEED CONTROL DOWN TO AS LITTLE AS 3 RPM, MAKING IT THE IDEAL ORBITAL CHOICE FOR LOW SPEED APPLICATIONS, SUCH AS BLOTTING, WASHING, STAINING/DE-STAINING, ETC. A LARGE 14X12 IN. PLATFORM INCLUDED | WITH A NON-SLIP RUBBER MAT FOR HOLDING TRAYS, DISHES, PLATES AND OTHER FLAT VESSELS. ORBI-BLOTTER INCLUDES STANDARD (14X12") FLAT MAT PLATFORM, 115V. GENTLE MOTION, FOR GEL APPLICATIONS VARIABLE SPEED CONTROL LARGE 14X12" | COLD ROOM SAFE! CHOOSE FROM US PLUG DESIGN OR 2-PRONG EUROPEAN PLUGTECHNICAL DATA: SPEED RANGE: VARIABLE, 3 TO 70 RPM MOTION/ ORBIT: ORBITAL 19MM (3/4") LOAD CAPACITY 9LB (4KG) PLATFORM DIMENSIONS: 14X12 IN. / 35X30 CM |  | 10 | 10 | 16 | 0.9259 | CF | EA |  |  |  | 14 | 540 16 | US | 1 |  | 0 | STND | 30 | AF | IN | IN | IN | LN | WD | HT | P |  |  | O | O | O | O
GS-07F-238AA | BM-BT300 | BENCHMARK | ORBITAL SHAKER LOW SPEED NON-SLIP SMALL | BM-BT300 | ORBITAL SHAKER PERSONAL SIZE ORBI-SHAKER, NON-SLIP MAT PLATFORM | ORBITAL SHAKER, PERSONAL SIZE ORBI-SHAKER WITH NON-SLIP MAT PLATFORM |  |  |  | 10 | 10 | 16 | 0.9259 | CF | EA |  |  |  | 28 | 540 3 | US | 1 |  | 0 | STND | 30 | AF | IN | IN | IN | LN | WD | HT | P |  |  | O | O | O | O
GS-07F-238AA | BM-BT3000 | BENCHMARK | ORBITAL SHAKER 13" X12" NON-SLIP | BM-BT3000 | ORBITAL SHAKER 13" X12" ORBI-SHAKER, NON-SLIP MAT PLATFORM | THE POWERFUL ORBI-SHAKER IS CAPABLE OF MIXING A 14LB LOAD CAPACITY UP TO SPEEDS AS HIGH AS 300 RPM. THE STANDARD PLATFORM (INCLUDED) FEATURES A NON-SLIP, RUBBER COATED SURFACE, IDEAL FOR TISSUE CULTURE FLASKS, PETRI DISHES AND STAINING TRAYS. | MAGIC CLAMP PLATFORM (PATENT PENDING) IS ALSO AVAILABLE FOR USE WITH THIS SHAKER, DESIGNED FOR ERLENMEYER FLASKS AND TEST TUBE RACKS. THE UNIQUE, MAGNETIC ATTACHMENT METHOD IS THE EASIEST WAY TO INSTANTLY CHANGE BETWEEN FLASK CLAMPS | PART # BM-BT3000-MR (ACCESSORIES AVAILABLE). BM-HIGH CAPACITY, 24X125, 14X250, 9X500, 5X1L OR 2X2L DIGITAL CONTROL AND ACCURACY CHANGE AND ATTACH FLASK CLAMPS IS AS LITTLE AS ONE SECOND SPEED RANGE: 30 TO 300 RPM SPEED |  | 10 | 10 | 16 | 0.9259 | CF | EA |  |  |  | 2 | 540 3 | US | 1 |  | 0 | STND | 30 | AF | IN | IN | IN | LN | WD | HT | P |  |  | O | O | O | O
GS-07F-238AA | BM-BT3000-MR | BENCHMARK | UNIVERSAL MAGNETIC PLATFORM 14X12" | BM-BT3000-MR | MAGIC CLAMP UNIVERSAL MAGNETIC PLATFORM FOR FLASKS & TUBE RACKS 14X12" | MAGIC CLAMP UNIVERSAL MAGNETIC PLATFORM DESIGNED FOR USE WITH ERLENMEYER FLASKS AND TESTS TUBES IN BENCHMARK SMALL ELECTRONICS HOLDS SUCH AS SHAKERS AND SHAKING INCUBATORS. 14X12" IN DIMENSION (SIZE LARGE) INSTANTLY EXCHANGE FLASK CLAMPS | CLAMPS AVAILABLE TO FIT 50ML UP TO 2 LITER ERLENMEYER FLASKS HOLDS 15ML OR 50ML TUBE RACKS, OR 500ML-600ML CONICAL BOTTLE RACKS CLAMPS SOLD SEPARATELY. THIS MAGIC CLAMP MAGNETIC PLATFORM FITS THE FOLLOWING MODELS: BM-BT3000 | ORBITAL SHAKER WITH RUBBER MAT PLATFORM (13 X12 ) BM-BT4000 ORBI-SHAKER CO2 ALL-ENVIRONMENT ORBITAL SHAKER WITH RUBBER MAT PLATFORM (13 X12 ) ACCESSORIES (FLASK CLAMPS HOLDS TUBE RACKS) FOR BM-BT3000-MR PART# DESCRIPTION MAX. CAPACITY* BM-H1000- |  | 10 | 10 | 16 | 0.9259 | CF | EA |  |  |  | 37 | 540 3 | US | 1 |  | 0 | STND | 30 | AF | IN | IN | IN | LN | WD | HT | P |  |  | O | O | O | O
GS-07F-238AA | BM-BT4000 | BENCHMARK | SUPER ORBITAL SHAKER CO2, REMOTE CONTOL | BM-BT4000 | SUPER ORBITAL SHAKER CO2, REMOTE CONTOL | THE NEW ORBI-SHAKER CO2 WITH REMOTE CONTROL IS DESIGNED FOR SHAKING, MIXING AND AERATION APPLICATIONS IN EXTREME ENVIRONMENTS, INCLUDING CO2 INCUBATORS. IT CAN WITHSTAND TEMPERATURES FROM 0 TO 60 C AND HUMIDITY LEVELS UP TO 100%. | THE REMOTE CONTROLLER ALLOWS THE USER TO SET AND ADJUST THE SHAKER SETTINGS WITHOUT OPENING THE CHAMBER DOOR(S). | FOR USE IN EXTREME ENVIRONMENTS (EX. CO2 INCUBATORS REMOTE CONTROL, ADJUSTS SETTINGS WITHOUT EXPOSING CHAMBER EXCHANGE FLASK CLAMPS IN ONE SECOND WITH OPTIONAL MAGIC CLAMP PLATFORMS BM-BT3000-MR (LARGE) OR BM-H1000-MR (SMALL) |  | 10 | 10 | 16 | 0.9259 | CF | EA |  |  |  | 2 | 540 3 | US | 1 |  | 0 | STND | 30 | AF | IN | IN | IN | LN | WD | HT | P |  |  | O | O | O | O
GS-07F-238AA | BM-C1008 | BENCHMARK | MINI PORTABLE CENTRIFUGE, 1.5/0.2ML | BM-C1008 | MYFUGE MINI PORTABLE CENTRIFUGE FOR 1.5 OR 0.2ML MICROTUBES | MYFUGE MINI PORTABLE CENTRIFUGE FOR EIGHT 0.5 OR 0.2ML MICROTUBES |  |  |  | 10 | 10 | 16 | 0.9259 | CF | EA |  |  |  | 2 | 540 3 | US | 1 |  | 0 | STND | 30 | AF | IN | IN | IN | LN | WD | HT | P |  |  | O | O | O | O
GS-07F-238AA | BM-C1012 | BENCHMARK | MINI PORTABLE CENTRIFUGE, 0.5ML PCR | BM-C1012 | MYFUGE MINI PORTABLE CENTRIFUGE FOR TWELVE 0.5 MICROTUBES + PCR TUBES | THE NEW MYFUGE 12 ELIMINATES THE NEED TO CHANGE ROTORS WHEN SWITCHING BETWEEN MICROTUBES AND PCR STRIPS. THE INCLUDED, UNIQUE COMBI-ROTOR IS ALL THAT IS REQUIRED FOR RUNNING 12 MICROTUBES AND 4 PCR STRIPS SIMULTANEOUSLY. WITH A FIXED SPEED | 2,000 XG, THIS CENTRIFUGE IS PERFECT FOR QUICK SPIN DOWNS. SIMPLY CLOSE THE LID AND THE UNIT QUICKLY RAMPS UP TO 5500 RPM. OPEN THE LID, AND THE UNIT QUICKLY DECELERATES FOR REMOVAL OF SAMPLES. AT JUST 5.5 INCHES WIDE | UNMATCHED CAPACITY AND FLEXIBILITY. COMBI-ROTOR FITS 12 MICROCENTRIFUGE TUBES AND 4 PCR TUBE STRIPS TWICE THE CAPACITY OF TRADITIONAL MINI CENTRIFUGES NEAR SILENT OPERATION STARTS STOPS WITH OPENING/CLOSING OF THE LID |  | 10 | 10 | 16 | 0.9259 | CF | EA |  |  |  | 2 | 540 3 | US | 1 |  | 0 | STND | 30 | AF | IN | IN | IN | LN | WD | HT | P |  |  | O | O | O | O
GS-07F-238AA | BM-H1000-M | BENCHMARK | SHAKING INCUBATOR MINI TEMP CONTROLLED | BM-H1000-M | SHAKING INCUBATOR MINI TEMPERATURE CONTROLLED INCU-SHAKER | THE INCU-SHAKER MINI IS THE MOST COMPACT SHAKING INCUBATOR IN ITS CLASS. DESPITE THE REMARKABLY SMALL FOOTPRINT, A LARGE 11.5X9.5 IN. WORK SPACE ACCEPTS SEVERAL PLATFORMS FOR USE WITH A VARIETY OF FLASKS, TUBES AND OTHER COMMON VESSELS. | D PLATFORM (INCLUDED) FEATURES A NON-SLIP RUBBER COATED SURFACE, IDEAL FOR TISSUE CULTURE FLASKS, PETRI DISHES AND STAINING TRAYS. TEMPERATURE, SHAKING SPEED AND RUN TIME ARE DISPLAYED ON THE LARGE LED CONTROL PANEL LOCATED ON THE FRONT SIDE OF THE U | NIT. THE INTEGRAL MICROPROCESSOR INCLUDES A CONSTANT MONITORING SYSTEM THAT ENSURES ACCURACY THROUGH THE DURATION OF THE PROGRAM. SOPHISTICATED OVER-TEMPERATURE AND OVER-SPEED CONTROLS ENSURE LONG LIFE, SAFETY AND SAMPLE INTEGRITY. EXCEPTIONAL TEMPE |  | 10 | 38 | 12.5 | 2.7488 | CF | EA |  |  |  | 33 | 540 3 | US | 1 |  | 0 | STND | 30 | AF | IN | IN | IN | LN | WD | HT | P |  |  | O | O | O | O
GS-07F-238AA | BM-H1000-MR | BENCHMARK | UNIVERSAL MAGNETIC PLATFORM 9.5X11.5" | BM-H1000-MR | MAGIC CLAMP UNIVERSAL MAGNETIC PLATFORM FOR FLASKS & TUBE RACKS 9.5X11.5" | MAGIC CLAMP UNIVERSAL MAGNETIC PLATFORM DESIGNED FOR USE WITH ERLENMEYER FLASKS AND TESTS TUBES IN BENCHMARK SMALL ELECTRONICS, SUCH AS SHAKERS AND SHAKING INCUBATORS. 9.5"X11.5" IN DIMENSION (SIZE SMALL) INSTANTLY EXCHANGE FLASK CLAMPS | CLAMP ACCESSORIES CLAMPS AVAILABLE TO FIT 50ML UP TO 2 LITER ERLENMEYER FLASKS, 15ML OR 50ML TUBE RACKS, OR 500ML-600ML CONICAL BOTTLE RACKS CLAMPS SOLD SEPARATELYTHIS MAGIC CLAMP MAGNETIC PLATFORM FITS THE FOLLOWING MODELS: BM-BT300 ORBI-SHAKER WITH | RUBBER MAT PLATFORM (9.5 X8 ) BM-BT3000 ORBI-SHAKER WITH RUBBER MAT PLATFORM (13 X12 ) BM-BT4000 ORBI-SHAKER CO2 EXTREME ENVIRONMENT WITH RUBBER MAT PLATFORM AND REMOTE(13 X12 ) BM-H1000-M INCU-SHAKER MINI WITH NON-SLIP RUBBER MAT BM-H1010-M INCU-SH |  | 10 | 10 | 16 | 0.9259 | CF | EA |  |  |  | 6 | 540 3 | US | 1 |  | 0 | STND | 30 | AF | IN | IN | IN | LN | WD | HT | P |  |  | O | O | O | O
GS-07F-238AA | BM-H1000-MR-1000 | BENCHMARK | MAGNETIC FLASK CLAMP FOR 1000M | BM-H1000-MR-1000 | MAGIC CLAMP MAGNETIC CLAMP FOR 1000ML ERLENMEYER FLASK | INCLUDES 1 MAGIC CLAMP MAGNETIC CLAMP FOR A 1000ML ERLENMEYER FLASK |  |  |  | 10 | 10 | 16 | 0.9259 | CF | EA |  |  |  | 1 | 540 11 | US | 1 |  | 0 | STND | 30 | AF | IN | IN | IN | LN | WD | HT | P |  |  | O | O | O | O
GS-07F-238AA | BM-H1000-MR-125 | BENCHMARK | MAGNETIC FLASK CLAMP FOR 125ML | BM-H1000-MR-125 | MAGIC CLAMP MAGNETIC CLAMP FOR 125ML ERLENMEYER FLASK | INCLUDES 1 MAGIC CLAMP MAGNETIC CLAMP FOR A 125ML ERLENMEYER FLASKWHEN ORDERING ACCESSORIES FOR MAGIC CLAMP PLATFORMS, PLEASE NOTE THE MAXIMUM CAPACITY FOR EACH MODEL NUMBER VARIES. |  |  |  | 10 | 10 | 16 | 0.9259 | CF | EA |  |  |  | 1 | 540 11 | US | 1 |  | 0 | STND | 30 | AF | IN | IN | IN | LN | WD | HT | P |  |  | O | O | O | O
GS-07F-238AA | BM-H1000-MR-1550 | BENCHMARK | MAGNETIC TUBE RACK, 15ML/12X50ML TUBES | BM-H1000-MR-1550 | MAGIC CLAMP TUBE RACK HOLDS 15ML & 12X50ML TUBES | INCLUDES 1 MAGIC CLAMP TUBE RACK, HOLDS (21) 15ML PLATFORMS, PLEASE NOTE THE MAXIMUM CAPACITY FOR EACH MODEL NUMBER VARIES. |  |  |  | 10 | 10 | 16 | 0.9259 | CF | EA |  |  |  | 1 | 540 11 | US | 1 |  | 0 | STND | 30 | AF | IN | IN | IN | LN | WD | HT | P |  |  | O | O | O | O
GS-07F-238AA | BM-H1000-MR-2000 | BENCHMARK | MAGNETIC FLASK CLAMP FOR 2000ML | BM-H1000-MR-2000 | MAGIC CLAMP MAGNETIC CLAMP FOR 2000ML ERLENMEYER FLASK | INCLUDES 1 MAGIC CLAMP MAGNETIC CLAMP FOR A 2000ML ERLENMEYER FLASKWHEN ORDERING ACCESSORIES FOR MAGIC CLAMP PLATFORMS, PLEASE NOTE THE MAXIMUM CAPACITY FOR EACH MODEL NUMBER VARIES. |  |  |  | 10 | 10 | 16 | 0.9259 | CF | EA |  |  |  | 2 | 540 3 | US | 1 |  | 0 | STND | 30 | AF | IN | IN | IN | LN | WD | HT | P |  |  | O | O | O | O
GS-07F-238AA | BM-H1000-MR-250 | BENCHMARK | MAGNETIC FLASK CLAMP FOR 250ML | BM-H1000-MR-250 | MAGIC CLAMP MAGNETIC CLAMP FOR 250ML ERLENMEYER FLASK | INCLUDES 1 MAGIC CLAMP MAGNETIC CLAMP FOR A 250ML ERLENMEYER FLASKWHEN ORDERING ACCESSORIES FOR MAGIC CLAMP PLATFORMS, PLEASE NOTE THE MAXIMUM CAPACITY FOR EACH MODEL NUMBER VARIES. |  |  |  | 10 | 8.75 | 8.75 | 0.4431 | CF | EA |  |  |  | 1 | 540 3 | US | 1 |  | 0 | STND | 30 | AF | IN | IN | IN | LN | WD | HT | P |  |  | O | O | O | O
GS-07F-238AA | BM-H1000-MR-50 | BENCHMARK | MAGNETIC FLASK CLAMP FOR 50ML | BM-H1000-MR-50 | MAGIC CLAMP MAGNETIC CLAMP FOR 50ML ERLENMEYER FLASK | INCLUDES 1 MAGIC CLAMP MAGNETIC CLAMP FOR A 50ML ERLENMEYER FLASKWHEN ORDERING ACCESSORIES FOR MAGIC CLAMP PLATFORMS, PLEASE NOTE THE MAXIMUM CAPACITY FOR EACH MODEL NUMBER VARIES. |  |  |  | 10 | 10 | 16 | 0.9259 | CF | EA |  |  |  | 1 | 540 3 | US | 1 |  | 0 | STND | 30 | AF | IN | IN | IN | LN | WD | HT | P |  |  | O | O | O | O
GS-07F-238AA | BM-H1000-MR-500 | BENCHMARK | MAGNETIC FLASK CLAMP FOR 500ML | BM-H1000-MR-500 | MAGIC CLAMP MAGNETIC CLAMP FOR 500ML ERLENMEYER FLASK | INCLUDES 1 MAGIC CLAMP MAGNETIC CLAMP FOR A 500ML ERLENMEYER FLASKWHEN ORDERING ACCESSORIES FOR MAGIC CLAMP PLATFORMS, PLEASE NOTE THE MAXIMUM CAPACITY FOR EACH MODEL NUMBER VARIES. |  |  |  | 10 | 10 | 16 | 0.9259 | CF | EA |  |  |  | 1 | 540 16 | US | 1 |  | 0 | STND | 30 | AF | IN | IN | IN | LN | WD | HT | P |  |  | O | O | O | O
GS-07F-238AA | BM-H1000-MR-MP | BENCHMARK | MAGNETIC MICROPLATE CLAMP | BM-H1000-MR-MP | MAGIC CLAMP MAGNETIC CLAMP FOR ONE MICROPLATE | INCLUDES 1 MAGIC CLAMP MAGNETIC CLAMP FOR A ONE MICROPLATE |  |  |  | 10 | 10 | 16 | 0.9259 | CF | EA |  |  |  | 1 | 540 16 | US | 1 |  | 0 | STND | 30 | AF | IN | IN | IN | LN | WD | HT | P |  |  | O | O | O | O
GS-07F-238AA | BM-H1000-MR-T15 | BENCHMARK | MAGNETIC TUBE RACK, 15ML TUBES | BM-H1000-MR-T15 | MAGIC CLAMP TUBE RACK HOLDS 15ML TUBES | INCLUDES 1 MAGIC CLAMP TUBE RACK, HOLDS (32) 15ML TUBESWHEN ORDERING ACCESSORIES FOR MAGIC CLAMP PLATFORMS, PLEASE NOTE THE MAXIMUM CAPACITY FOR EACH MODEL NUMBER VARIES. |  |  |  | 10 | 10 | 16 | 0.9259 | CF | EA |  |  |  | 1 | 540 16 | US | 1 |  | 0 | STND | 30 | AF | IN | IN | IN | LN | WD | HT | P |  |  | O | O | O | O
GS-07F-238AA | BM-H1000-MR-T50 | BENCHMARK | MAGNETIC TUBE RACK, 50ML TUBES | BM-H1000-MR-T50 | MAGIC CLAMP TUBE RACK HOLDS 50ML TUBES | INCLUDES 1 MAGIC CLAMP TUBE RACK, HOLDS (15) 50ML TUBESWHEN ORDERING ACCESSORIES FOR MAGIC CLAMP PLATFORMS, PLEASE NOTE THE MAXIMUM CAPACITY FOR EACH MODEL NUMBER VARIES. |  |  |  | 10 | 10 | 16 | 0.9259 | CF | EA |  |  |  | 1 | 540 16 | US | 1 |  | 0 | STND | 30 | AF | IN | IN | IN | LN | WD | HT | P |  |  | O | O | O | O
GS-07F-238AA | BM-H1000-MR-T600 | BENCHMARK | MAGNETIC BOTTLE RACK, 500/600ML CONICAL | BM-H1000-MR-T600 | MAGIC CLAMP TUBE RACK HOLDS 500ML OR 600ML CONICAL BOTTLES | INCLUDES 1 MAGIC CLAMP TUBE RACK, HOLDS (4) 500ML OR 600ML CONICAL BOTTLESWHEN ORDERING ACCESSORIES FOR MAGIC CLAMP PLATFORMS, PLEASE NOTE THE MAXIMUM CAPACITY FOR EACH MODEL NUMBER VARIES. |  |  |  | 10 | 10 | 16 | 0.9259 | CF | EA |  |  |  | 1 | 540 16 | US | 1 |  | 0 | STND | 30 | AF | IN | IN | IN | LN | WD | HT | P |  |  | O | O | O | O
GS-07F-238AA | BM-H4000-H | BENCHMARK | LABORATORY HOTPLATE 7.5X7.5" | BM-H4000-H | LABORATORY HOTPLATE 7.5" X7.5" | BENCHMARK HOT PLATES FEATURE AN EXCEPTIONALLY DURABLE, CHEMICAL RESISTANT WHITE CERAMIC WORK SURFACE. THEIR SPACE-EFFICIENT DESIGN (8X9 IN. FOOTPRINT), MAKES THEM IDEAL FOR USE ON CROWDED BENCH TOPS AND INSIDE OF BIO-HOODS. ADVANCED MICROPROCESSOR | CONVENIENT TURN KNOBS ALLOW QUICK, PRECISE ADJUSTMENT AND MAINTENANCE OF SPEED. SAFETY INDICATOR LED'S ON THE FRONT PANEL INDICATE WHEN THE HEATING FUNCTIONS HAVE BEEN ACTIVATED. WITH A SQUARE 7.5 IN WORK SURFACE | COMPATIBLE WITH A WIDE VARIETY OF POPULAR SIZES OF BOROSILICATE GLASS BEAKERS, FLASKS, BOTTLES AND OTHER VESSELS. LARGE WORK SURFACE, 7.5X7.5 SPACE SAVING DESIGN FEATURES A 8X9 FOOTPRINT CHEMICAL RESISTANT WHITE CERAMIC STIR PLATE SAFETY LEDS |  | 10 | 10 | 16 | 0.9259 | CF | EA |  |  |  | 9 | 540 16 | US | 1 |  | 0 | STND | 30 | AF | IN | IN | IN | LN | WD | HT | P |  |  | O | O | O | O
GS-07F-238AA | BM-H4000-HS | BENCHMARK | MAGNETIC STIRRER HOTPLATE 7.5" SQUARE | BM-H4000-HS | MAGNETIC STIRRER PLATE HOTPLATE COMBO 7.5" X7.5" | BENCHMARK HOTPLATE-STIRRER COMBINATION MACHINES FEATURE AN EXCEPTIONALLY DURABLE, CHEMICAL RESISTANT WHITE CERAMIC WORK SURFACE. THEIR SPACE-EFFICIENT DESIGN (8X9 IN. FOOTPRINT), MAKES THEM IDEAL FOR USE ON CROWDED BENCH TOPS AND INSIDE OF BIO-HOOD | ADVANCED MICROPROCESSOR CONTROLS WITH CONVENIENT TURN KNOBS ALLOW QUICK, PRECISE ADJUSTMENT AND MAINTENANCE OF SPEED AND TEMPERATURE. SAFETY INDICATOR LED'S ON THE FRONT PANEL INDICATE WHEN THE HEATING AND/OR STIRRING FUNCTIONS HAVE BEEN ACTIVATED | WITH A SQUARE 7.5 IN WORK SURFACE, ALL THREE MODELS ARE COMPATIBLE WITH A WIDE VARIETY OF POPULAR SIZES OF BOROSILICATE GLASS BEAKERS, FLASKS, BOTTLES AND OTHER VESSELS. THE HOTPLATE/MAGNETIC STIRRER MODEL COMES COMPLETE WITH A SUPPORT ROD |  | 10 | 10 | 16 | 0.9259 | CF | EA |  |  |  | 11 | 540 16 | US | 1 |  | 0 | STND | 30 | AF | IN | IN | IN | LN | WD | HT | P |  |  | O | O | O | O
GS-07F-238AA | BM-H4000-S | BENCHMARK | MAGNETIC STIRRER 7.5X7.5" | BM-H4000-S | MAGNETIC STIRRER PLATE 7.5" X7.5" | BENCHMARK STIRRERS FEATURE AN EXCEPTIONALLY DURABLE, CHEMICAL RESISTANT WHITE CERAMIC WORK SURFACE. THEIR SPACE-EFFICIENT DESIGN (8X9 IN. FOOTPRINT), MAKES THEM IDEAL FOR USE ON CROWDED BENCH TOPS AND INSIDE OF BIO-HOODS. ADVANCED MICROPROCESSOR CO | CONVENIENT TURN KNOBS ALLOW QUICK, PRECISE ADJUSTMENT AND MAINTENANCE OF SPEED. SAFETY INDICATOR LED'S ON THE FRONT PANEL INDICATE WHEN THE STIRRING FUNCTIONS HAVE BEEN ACTIVATED. WITH A SQUARE 7.5 IN WORK SURFACE | COMPATIBLE WITH A WIDE VARIETY OF POPULAR SIZES OF BOROSILICATE GLASS BEAKERS, FLASKS, BOTTLES AND OTHER VESSELS. LARGE WORK SURFACE, 7.5X7.5 SPACE SAVING DESIGN FEATURES A 8X9 FOOTPRINT CHEMICAL RESISTANT WHITE CERAMIC STIR PLATE |  | 10 | 10 | 16 | 0.9259 | CF | EA |  |  |  | 10 | 540 11 | US | 1 |  | 0 | STND | 30 | AF | IN | IN | IN | LN | WD | HT | P |  |  | O | O | O | O
GS-07F-238AA | BM-H5000-H | BENCHMARK | ORBITAL SHAKER MULTITHERM HEAT ONLY | BM-H5000-H | ORBITAL SHAKER MULTITHERM HEATING ONLY | BENCHMARK STIRRERS FEATURE AN EXCEPTIONALLY DURABLE, CHEMICAL RESISTANT WHITE CERAMIC WORK SURFACE. THEIR SPACE-EFFICIENT DESIGN (8X9 IN. FOOTPRINT), MAKES THEM IDEAL FOR USE ON CROWDED BENCH TOPS AND INSIDE OF BIO-HOODS. ADVANCED MICROPROCESSOR CO | CONVENIENT TURN KNOBS ALLOW QUICK, PRECISE ADJUSTMENT AND MAINTENANCE OF SPEED. SAFETY INDICATOR LED'S ON THE FRONT PANEL INDICATE WHEN THE STIRRING FUNCTIONS HAVE BEEN ACTIVATED. WITH A SQUARE 7.5 IN WORK SURFACE | COMPATIBLE WITH A WIDE VARIETY OF POPULAR SIZES OF BOROSILICATE GLASS BEAKERS, FLASKS, BOTTLES AND OTHER VESSELS. LARGE WORK SURFACE, 7.5X7.5 SPACE SAVING DESIGN FEATURES A 8X9 FOOTPRINT CHEMICAL RESISTANT WHITE CERAMIC STIR PLATE |  | 10 | 10 | 16 | 0.9259 | CF | EA |  |  |  | 5 | 540 11 | US | 1 |  | 0 | STND | 30 | AF | IN | IN | IN | LN | WD | HT | P |  |  | O | O | O | O
GS-07F-238AA | BM-H5000-HC | BENCHMARK | ORBITAL SHAKER MULTITHERM HEAT COLD | BM-H5000-HC | ORBITAL SHAKER MULTITHERM, HEATING AND COOLING | ORBITAL SHAKER, MULTITHERM WITH HEATING AND COOLING |  |  |  | 10 | 10 | 16 | 0.9259 | CF | EA |  |  |  | 5 | 540 11 | US | 1 |  | 0 | STND | 30 | AF | IN | IN | IN | LN | WD | HT | P |  |  | O | O | O | O
GS-07F-238AA | CF-240 | CP LAB SAFETY | CHROMATOGRAPHY FUNNEL HDPE 240ML | CF-240 | CHROMATOGRAPHY FUNNEL HDPE PLASTIC 240ML | CP LAB SAFETY'S PLASTIC CHROMATOGRAPHY FUNNELS ARE VIRTUALLY UNBREAKABLE AND CHEMICALLY RESISTANT HIGH DENSITY POLYETHYLENE (HDPE). THEY ARE SPARK PROOF, RUST PROOF, DENT PROOF AND BOIL PROOF. THESE UNIQUE FUNNELS HAVE PERFORATED STEMS. | FACILITATES THE GENTLE ADDITION OF SOLVENT WITHOUT DISTURBING THE SILICA GEL BY ALLOWING SOLVENT TO FLOW DOWN THE COLUMN WALL, MAKING THESE SUPERIOR TO ORDINARY FUNNELS. |  |  | 10 | 10 | 16 | 0.9259 | CF | EA |  |  |  | 1 | 566 2 | US | 1 |  | 0 | STND | 30 | AF | IN | IN | IN | LN | WD | HT | P |  |  | O | O | O | O
GS-07F-238AA | CF-3005 | CP LAB SAFETY | CHROMATOGRAPHY FUNNEL HDPE PLASTIC SET | CF-3005 | CHROMATOGRAPHY FUNNEL HDPE PLASTIC SET - 5 SIZES | CP LAB SAFETY'S PLASTIC CHROMATOGRAPHY FUNNELS ARE VIRTUALLY UNBREAKABLE AND CHEMICALLY RESISTANT HIGH DENSITY POLYETHYLENE (HDPE). THEY ARE SPARK PROOF, RUST PROOF, DENT PROOF AND BOIL PROOF. THESE UNIQUE FUNNELS HAVE PERFORATED STEMS. | FACILITATES THE GENTLE ADDITION OF SOLVENT WITHOUT DISTURBING THE SILICA GEL BY ALLOWING SOLVENT TO FLOW DOWN THE COLUMN WALL, MAKING THESE SUPERIOR TO ORDINARY FUNNELS. |  |  | 10 | 10 | 16 | 0.9259 | CF | CA | 5 | CA |  | 1.5 | 566 2 | US | 1 |  | 0 | STND | 30 | AF | IN | IN | IN | LN | WD | HT | P |  |  | O | O | O | O
GS-07F-238AA | CF-60 | CP LAB SAFETY | CHROMATOGRAPHY FUNNEL HDPE 60ML | CF-60 | CHROMATOGRAPHY FUNNEL HDPE PLASTIC 60ML | CP LAB SAFETY'S PLASTIC CHROMATOGRAPHY FUNNELS ARE VIRTUALLY UNBREAKABLE AND CHEMICALLY RESISTANT HIGH DENSITY POLYETHYLENE (HDPE). THEY ARE SPARK PROOF, RUST PROOF, DENT PROOF AND BOIL PROOF. THESE UNIQUE FUNNELS HAVE PERFORATED STEMS. | FACILITATES THE GENTLE ADDITION OF SOLVENT WITHOUT DISTURBING THE SILICA GEL BY ALLOWING SOLVENT TO FLOW DOWN THE COLUMN WALL, MAKING THESE SUPERIOR TO ORDINARY FUNNELS. |  |  | 10 | 10 | 16 | 0.9259 | CF | EA |  |  |  | 1 | 540 16 | US | 1 |  | 0 | STND | 30 | AF | IN | IN | IN | LN | WD | HT | P |  |  | O | O | O | O
GS-07F-238AA | CF-960 | CP LAB SAFETY | CHROMATOGRAPHY FUNNEL HDPE 960ML | CF-960 | CHROMATOGRAPHY FUNNEL HDPE PLASTIC 960ML | CP LAB SAFETY'S PLASTIC CHROMATOGRAPHY FUNNELS ARE VIRTUALLY UNBREAKABLE AND CHEMICALLY RESISTANT HIGH DENSITY POLYETHYLENE (HDPE). THEY ARE SPARK PROOF, RUST PROOF, DENT PROOF AND BOIL PROOF. THESE UNIQUE FUNNELS HAVE PERFORATED STEMS. | FACILITATES THE GENTLE ADDITION OF SOLVENT WITHOUT DISTURBING THE SILICA GEL BY ALLOWING SOLVENT TO FLOW DOWN THE COLUMN WALL, MAKING THESE SUPERIOR TO ORDINARY FUNNELS. |  |  | 10 | 10 | 16 | 0.9259 | CF | EA |  |  |  | 1 | 566 2 | US | 1 |  | 0 | STND | 30 | AF | IN | IN | IN | LN | WD | HT | P |  |  | O | O | O | O
GS-07F-238AA | CF-960WN | CP LAB SAFETY | CHROMATOGRAPHY FUNNEL HDPE 960ML WM | CF-960WN | CHROMATOGRAPHY FUNNEL HDPE PLASTIC 960ML WIDE NECK | CP LAB SAFETY'S PLASTIC CHROMATOGRAPHY FUNNELS ARE VIRTUALLY UNBREAKABLE AND CHEMICALLY RESISTANT HIGH DENSITY POLYETHYLENE (HDPE). THEY ARE SPARK PROOF, RUST PROOF, DENT PROOF AND BOIL PROOF. THESE UNIQUE FUNNELS HAVE PERFORATED STEMS. | FACILITATES THE GENTLE ADDITION OF SOLVENT WITHOUT DISTURBING THE SILICA GEL BY ALLOWING SOLVENT TO FLOW DOWN THE COLUMN WALL, MAKING THESE SUPERIOR TO ORDINARY FUNNELS. |  |  | 10 | 10 | 16 | 0.9259 | CF | EA |  |  |  | 1 | 540 16 | US | 1 |  | 0 | STND | 30 | AF | IN | IN | IN | LN | WD | HT | P |  |  | O | O | O | O
GS-07F-238AA | CG-1188-01 | CHEMGLASS | CHROMATOGRAPHY COLUMN 24/40 1/2X8EL | CG-1188-01 | CHROMATOGRAPHY COLUMN 24/40 OJ 1/2" X8" EL 2MM STOPCOCK | CHROMATOGRAPHY COLUMN WITH 24/40 OUTER JOINT, 1/2" NIDX 8IN E. L., 2MM STOPCOCK. GENERAL PURPOSE COLUMN HAS A PTFE STOPCOCK AND A TOP OUTER JOINT. GLASS WOOL (NOT SUPPLIED) IS USED TO SUPPORT COLUMN PACKING. | CAN BE USED AS A GRAVITY ELUTED COLUMN OR A FLASH COLUMN (AS DESCRIBED BY W.C. STILL, M. KAHN AND A. MITRA OF COLUMBIA UNIVERSITY IN JOURNAL OF ORGANIC CHEMISTRY 43, 2923 (1978) AND PATENTED. | 81) WHEN USED WITH OPTIONAL CG-1191 FLOW CONTROLLER AND CG-1190 RESERVOIR. |  | 10 | 10 | 16 | 0.9259 | CF | EA |  |  |  | 5 | 540 16 | US | 1 |  | 0 | STND | 30 | AF | IN | IN | IN | LN | WD | HT | P |  |  | O | O | O | O
GS-07F-238AA | CG-1188-02 | CHEMGLASS | CHROMATOGRAPHY COLUMN 24/40 1/2X10 EL | CG-1188-02 | CHROMATOGRAPHY COLUMN 24/40 OJ 1/2" X10" EL 2MM STOPCOCK | CHROMATOGRAPHY COLUMN WITH 24/40 OUTER JOINT, 1/2" NIDX 10IN E. L., 2MM STOPCOCK. GENERAL PURPOSE COLUMN HAS A PTFE STOPCOCK AND A TOP OUTER JOINT. GLASS WOOL (NOT SUPPLIED) IS USED TO SUPPORT COLUMN PACKING. MADE FROM MEDIUM WALL TUBING. | CAN BE USED AS A GRAVITY ELUTED COLUMN OR A FLASH COLUMN (AS DESCRIBED BY W.C. STILL, M. KAHN AND A. MITRA OF COLUMBIA UNIVERSITY IN JOURNAL OF ORGANIC CHEMISTRY 43, 2923 (1978) AND PATENTED. | 981) WHEN USED WITH OPTIONAL CG-1191 FLOW CONTROLLER AND CG-1190 RESERVOIR. |  | 10 | 10 | 16 | 0.9259 | CF | EA |  |  |  | 5 | 540 11 | TW | 1 |  | 0 | STND | 30 | AF | IN | IN | IN | LN | WD | HT | P |  |  | O | O | O | O
GS-07F-238AA | CG-1188-03 | CHEMGLASS | CHROMATOGRAPHY COLUMN 24/40 1/2X12 EL | CG-1188-03 | CHROMATOGRAPHY COLUMN 24/40 OJ 1/2" X12" EL 2MM STOPCOCK | CHROMATOGRAPHY COLUMN WITH 24/40 OUTER JOINT, 1/2" NIDX 12IN E. L., 2MM STOPCOCK. GENERAL PURPOSE COLUMN HAS A PTFE STOPCOCK AND A TOP OUTER JOINT. GLASS WOOL (NOT SUPPLIED) IS USED TO SUPPORT COLUMN PACKING. MADE FROM MEDIUM WALL TUBING. | CAN BE USED AS A GRAVITY ELUTED COLUMN OR A FLASH COLUMN (AS DESCRIBED BY W.C. STILL, M. KAHN AND A. MITRA OF COLUMBIA UNIVERSITY IN JOURNAL OF ORGANIC CHEMISTRY 43, 2923 (1978) AND PATENTED. | 981) WHEN USED WITH OPTIONAL CG-1191 FLOW CONTROLLER AND CG-1190 RESERVOIR. |  | 10 | 10 | 16 | 0.9259 | CF | EA |  |  |  | 6 | 540 16 | TW | 1 |  | 0 | STND | 30 | AF | IN | IN | IN | LN | WD | HT | P |  |  | O | O | O | O
GS-07F-238AA | CG-1188-04 | CHEMGLASS | CHROMATOGRAPHY COLUMN 24/40 1/2X18 EL | CG-1188-04 | CHROMATOGRAPHY COLUMN 24/40 OJ 1/2" X18" EL 2MM STOPCOCK | CHROMATOGRAPHY COLUMN WITH 24/40 OUTER JOINT, 1/2" NIDX 18IN E. L., 2MM STOPCOCK. GENERAL PURPOSE COLUMN HAS A PTFE STOPCOCK AND A TOP OUTER JOINT. GLASS WOOL (NOT SUPPLIED) IS USED TO SUPPORT COLUMN PACKING. MADE FROM MEDIUM WALL TUBING. | CAN BE USED AS A GRAVITY ELUTED COLUMN OR A FLASH COLUMN (AS DESCRIBED BY W.C. STILL, M. KAHN AND A. MITRA OF COLUMBIA UNIVERSITY IN JOURNAL OF ORGANIC CHEMISTRY 43, 2923 (1978) AND PATENTED. | 981) WHEN USED WITH OPTIONAL CG-1191 FLOW CONTROLLER AND CG-1190 RESERVOIR. |  | 10 | 10 | 16 | 0.9259 | CF | EA |  |  |  | 6 | 540 16 | KR | 1 |  | 0 | STND | 30 | AF | IN | IN | IN | LN | WD | HT | P |  |  | O | O | O | O
GS-07F-238AA | CG-1188-05 | CHEMGLASS | CHROMATOGRAPHY COLUMN 24/40 1/2X18 EL | CG-1188-05 | CHROMATOGRAPHY COLUMN 24/40 OJ 1/2" X18" EL 2MM STOPCOCK | CHROMATOGRAPHY COLUMN WITH 24/40 OUTER JOINT, 1/2" NIDX 18IN E. L., 2MM STOPCOCK. GENERAL PURPOSE COLUMN HAS A PTFE STOPCOCK AND A TOP OUTER JOINT. GLASS WOOL (NOT SUPPLIED) IS USED TO SUPPORT COLUMN PACKING. MADE FROM MEDIUM WALL TUBING. | CAN BE USED AS A GRAVITY ELUTED COLUMN OR A FLASH COLUMN (AS DESCRIBED BY W.C. STILL, M. KAHN AND A. MITRA OF COLUMBIA UNIVERSITY IN JOURNAL OF ORGANIC CHEMISTRY 43, 2923 (1978) AND PATENTED. | 981) WHEN USED WITH OPTIONAL CG-1191 FLOW CONTROLLER AND CG-1190 RESERVOIR. |  | 10 | 10 | 16 | 0.9259 | CF | EA |  |  |  | 6 | 540 16 | US | 1 |  | 0 | STND | 30 | AF | IN | IN | IN | LN | WD | HT | P |  |  | O | O | O | O
GS-07F-238AA | CG-1188-06 | CHEMGLASS | CHROMATOGRAPHY COLUMN 24/40 3/4X10 EL | CG-1188-06 | CHROMATOGRAPHY COLUMN 24/40 OJ 3/4" X10" EL 2MM STOPCOCK | CHROMATOGRAPHY COLUMN WITH 24/40 OUTER JOINT, 3/4INIDX 10IN E. L., 2MM STOPCOCK. GENERAL PURPOSE COLUMN HAS A PTFE STOPCOCK AND A TOP OUTER JOINT. GLASS WOOL (NOT SUPPLIED) IS USED TO SUPPORT COLUMN PACKING. MADE FROM MEDIUM WALL TUBING. | CAN BE USED AS A GRAVITY ELUTED COLUMN OR A FLASH COLUMN (AS DESCRIBED BY W.C. STILL, M. KAHN AND A. MITRA OF COLUMBIA UNIVERSITY IN JOURNAL OF ORGANIC CHEMISTRY 43, 2923 (1978) AND PATENTED. | 981) WHEN USED WITH OPTIONAL CG-1191 FLOW CONTROLLER AND CG-1190 RESERVOIR. |  | 10 | 10 | 16 | 0.9259 | CF | EA |  |  |  | 6 | 540 16 | KR | 1 |  | 0 | STND | 30 | AF | IN | IN | IN | LN | WD | HT | P |  |  | O | O | O | O
GS-07F-238AA | CG-1188-07 | CHEMGLASS | CHROMATOGRAPHY COLUMN 3/4X12 EL | CG-1188-07 | CHROMATOGRAPHY COLUMN 3/4" X12" EL | CHROMATOGRAPHY COLUMN, 3/4INIDX 12IN E. L. GENERAL PURPOSE COLUMN HAS A PTFE STOPCOCK AND A TOP OUTER JOINT. GLASS WOOL (NOT SUPPLIED) IS USED TO SUPPORT COLUMN PACKING. MADE FROM MEDIUM WALL TUBING. | COLUMN OR A FLASH COLUMN (AS DESCRIBED BY W.C. STILL, M. KAHN AND A. MITRA OF COLUMBIA UNIVERSITY IN JOURNAL OF ORGANIC CHEMISTRY 43, 2923 (1978) |  |  | 10 | 10 | 16 | 0.9259 | CF | EA |  |  |  | 6 | 540 16 | KR | 1 |  | 0 | STND | 30 | AF | IN | IN | IN | LN | WD | HT | P |  |  | O | O | O | O
GS-07F-238AA | CG-1188-08 | CHEMGLASS | CHROMATOGRAPHY COLUMN 24/40 3/4X18 EL | CG-1188-08 | CHROMATOGRAPHY COLUMN 24/40 OJ 3/4" X18" EL 2MM STOPCOCK | CHROMATOGRAPHY COLUMN WITH 24/40 OUTER JOINT, 3/4INIDX 18IN E. L., 2MM STOPCOCK. GENERAL PURPOSE COLUMN HAS A PTFE STOPCOCK AND A TOP OUTER JOINT. GLASS WOOL (NOT SUPPLIED) IS USED TO SUPPORT COLUMN PACKING. MADE FROM MEDIUM WALL TUBING. | CAN BE USED AS A GRAVITY ELUTED COLUMN OR A FLASH COLUMN (AS DESCRIBED BY W.C. STILL, M. KAHN AND A. MITRA OF COLUMBIA UNIVERSITY IN JOURNAL OF ORGANIC CHEMISTRY 43, 2923 (1978) AND PATENTED. |  |  | 10 | 10 | 16 | 0.9259 | CF | EA |  |  |  | 6 | 540 16 | US | 1 |  | 0 | STND | 30 | AF | IN | IN | IN | LN | WD | HT | P |  |  | O | O | O | O
GS-07F-238AA | CG-1188-09 | CHEMGLASS | CHROMATOGRAPHY COLUMN 24/40 1X8 EL | CG-1188-09 | CHROMATOGRAPHY COLUMN 24/40 OJ 1" X8" EL 2MM STOPCOCK | CHROMATOGRAPHY COLUMN WITH 24/40 OUTER JOINT, 1INIDX 8IN E. L., 2MM STOPCOCK. GENERAL PURPOSE COLUMN HAS A PTFE STOPCOCK AND A TOP OUTER JOINT. GLASS WOOL (NOT SUPPLIED) IS USED TO SUPPORT COLUMN PACKING. MADE FROM MEDIUM WALL TUBING. | CAN BE USED AS A GRAVITY ELUTED COLUMN OR A FLASH COLUMN (AS DESCRIBED BY W.C. STILL, M. KAHN AND A. MITRA OF COLUMBIA UNIVERSITY IN JOURNAL OF ORGANIC CHEMISTRY 43, 2923 (1978) AND PATENTED. |  |  | 10 | 10 | 16 | 0.9259 | CF | EA |  |  |  | 6 | 540 16 | US | 1 |  | 0 | STND | 30 | AF | IN | IN | IN | LN | WD | HT | P |  |  | O | O | O | O
GS-07F-238AA | CG-1188-10 | CHEMGLASS | CHROMATOGRAPHY COLUMN 24/40 1X10 EL | CG-1188-10 | CHROMATOGRAPHY COLUMN 24/40 OJ 1" X10" EL 2MM STOPCOCK | CHROMATOGRAPHY COLUMN WITH 24/40 OUTER JOINT, 1INIDX 10IN E. L., 2MM STOPCOCK. GENERAL PURPOSE COLUMN HAS A PTFE STOPCOCK AND A TOP OUTER JOINT. GLASS WOOL (NOT SUPPLIED) IS USED TO SUPPORT COLUMN PACKING. MADE FROM MEDIUM WALL TUBING. | CAN BE USED AS A GRAVITY ELUTED COLUMN OR A FLASH COLUMN (AS DESCRIBED BY W.C. STILL, M. KAHN AND A. MITRA OF COLUMBIA UNIVERSITY IN JOURNAL OF ORGANIC CHEMISTRY 43, 2923 (1978) AND PATENTED. |  |  | 10 | 10 | 16 | 0.9259 | CF | EA |  |  |  | 6 | 540 16 | US | 1 |  | 0 | STND | 30 | AF | IN | IN | IN | LN | WD | HT | P |  |  | O | O | O | O
GS-07F-238AA | CG-1188-11 | CHEMGLASS | CHROMATOGRAPHY COLUMN 1X12 EL | CG-1188-11 | CHROMATOGRAPHY COLUMN 1" X12" EL | CHROMATOGRAPHY COLUMN, 1INIDX 12IN E. L. GENERAL PURPOSE COLUMN HAS A PTFE STOPCOCK AND A TOP OUTER JOINT. GLASS WOOL (NOT SUPPLIED) IS USED TO SUPPORT COLUMN PACKING. MADE FROM MEDIUM WALL TUBING. | CAN BE USED AS A GRAVITY ELUTED COLUMN OR A FLASH COLUMN (AS DESCRIBED BY W.C. STILL, M. KAHN AND A. MITRA OF COLUMBIA UNIVERSITY IN JOURNAL OF ORGANIC CHEMISTRY 43, 2923 (1978) AND PATENTED. |  |  | 10 | 10 | 16 | 0.9259 | CF | EA |  |  |  | 6 | 540 16 | US | 1 |  | 0 | STND | 30 | AF | IN | IN | IN | LN | WD | HT | P |  |  | O | O | O | O
GS-07F-238AA | CG-1188-12 | CHEMGLASS | CHROMATOGRAPHY COLUMN 1X18 EL | CG-1188-12 | CHROMATOGRAPHY COLUMN 1" X18" EL | CHROMATOGRAPHY COLUMN, 1INIDX 18IN E. L. GENERAL PURPOSE COLUMN HAS A PTFE STOPCOCK AND A TOP OUTER JOINT. GLASS WOOL (NOT SUPPLIED) IS USED TO SUPPORT COLUMN PACKING. MADE FROM MEDIUM WALL TUBING. | CAN BE USED AS A GRAVITY ELUTED COLUMN OR A FLASH COLUMN (AS DESCRIBED BY W.C. STILL, M. KAHN AND A. MITRA OF COLUMBIA UNIVERSITY IN JOURNAL OF ORGANIC CHEMISTRY 43, 2923 (1978) AND PATENTED. |  |  | 10 | 10 | 16 | 0.9259 | CF | EA |  |  |  | 6 | 540 16 | US | 1 |  | 0 | STND | 30 | AF | IN | IN | IN | LN | WD | HT | P |  |  | O | O | O | O
GS-07F-238AA | CG-1188-14 | CHEMGLASS | CHROMATOGRAPHY COLUMN 24/40 1.5X10 EL | CG-1188-14 | CHROMATOGRAPHY COLUMN 24/40 OJ 1 1/2" X10" EL 2MM STOPCOCK | CHROMATOGRAPHY COLUMN WITH 24/40 OUTER JOINT, 1 1/2" NIDX 10IN E. L., 2MM STOPCOCK. GENERAL PURPOSE COLUMN HAS A PTFE STOPCOCK AND A TOP OUTER JOINT. GLASS WOOL (NOT SUPPLIED) IS USED TO SUPPORT COLUMN PACKING. | CAN BE USED AS A GRAVITY ELUTED COLUMN OR A FLASH COLUMN (AS DESCRIBED BY W.C. STILL, M. KAHN AND A. MITRA OF COLUMBIA UNIVERSITY IN JOURNAL OF ORGANIC CHEMISTRY 43, 2923 (1978) AND PATENTED. |  |  | 10 | 10 | 16 | 0.9259 | CF | EA |  |  |  | 6 | 540 16 | US | 1 |  | 0 | STND | 30 | AF | IN | IN | IN | LN | WD | HT | P |  |  | O | O | O | O
GS-07F-238AA | CG-1188-15 | CHEMGLASS | CHROMATOGRAPHY COLUMN 1.5X12 EL | CG-1188-15 | CHROMATOGRAPHY COLUMN 1 1/2" X12" EL | CHROMATOGRAPHY COLUMN, 1 1/2" NIDX 12IN E. L. GENERAL PURPOSE COLUMN HAS A PTFE STOPCOCK AND A TOP OUTER JOINT. GLASS WOOL (NOT SUPPLIED) IS USED TO SUPPORT COLUMN PACKING. MADE FROM MEDIUM WALL TUBING. | CAN BE USED AS A GRAVITY ELUTED COLUMN OR A FLASH COLUMN (AS DESCRIBED BY W.C. STILL, M. KAHN AND A. MITRA OF COLUMBIA UNIVERSITY IN JOURNAL OF ORGANIC CHEMISTRY 43, 2923 (1978) AND PATENTED. |  |  | 10 | 10 | 16 | 0.9259 | CF | EA |  |  |  | 6 | 540 16 | US | 1 |  | 0 | STND | 30 | AF | IN | IN | IN | LN | WD | HT | P |  |  | O | O | O | O
GS-07F-238AA | CG-1188-16 | CHEMGLASS | CHROMATOGRAPHY COLUMN 1.5X18 EL | CG-1188-16 | CHROMATOGRAPHY COLUMN 1 1/2" X18" EL | CHROMATOGRAPHY COLUMN, 1 1/2" NIDX 18IN E. L. GENERAL PURPOSE COLUMN HAS A PTFE STOPCOCK AND A TOP OUTER JOINT. GLASS WOOL (NOT SUPPLIED) IS USED TO SUPPORT COLUMN PACKING. MADE FROM MEDIUM WALL TUBING. | CAN BE USED AS A GRAVITY ELUTED COLUMN OR A FLASH COLUMN (AS DESCRIBED BY W.C. STILL, M. KAHN AND A. MITRA OF COLUMBIA UNIVERSITY IN JOURNAL OF ORGANIC CHEMISTRY 43, 2923 (1978) AND PATENTED. |  |  | 10 | 10 | 16 | 0.9259 | CF | EA |  |  |  | 6 | 540 16 | US | 1 |  | 0 | STND | 30 | AF | IN | IN | IN | LN | WD | HT | P |  |  | O | O | O | O
GS-07F-238AA | CG-1188-19 | CHEMGLASS | CHROMATOGRAPHY COLUMN 24/40 2X12 EL | CG-1188-19 | CHROMATOGRAPHY COLUMN 24/40 OJ 2" X12" EL 2MM STOPCOCK | CHROMATOGRAPHY COLUMN WITH 24/40 OUTER JOINT, 2INIDX 12IN E. L., 2MM STOPCOCK. GENERAL PURPOSE COLUMN HAS A PTFE STOPCOCK AND A TOP OUTER JOINT. GLASS WOOL (NOT SUPPLIED) IS USED TO SUPPORT COLUMN PACKING. MADE FROM MEDIUM WALL TUBING. | CAN BE USED AS A GRAVITY ELUTED COLUMN OR A FLASH COLUMN (AS DESCRIBED BY W.C. STILL, M. KAHN AND A. MITRA OF COLUMBIA UNIVERSITY IN JOURNAL OF ORGANIC CHEMISTRY 43, 2923 (1978) AND PATENTED. |  |  | 10 | 10 | 16 | 0.9259 | CF | EA |  |  |  | 6 | 540 16 | US | 1 |  | 0 | STND | 30 | AF | IN | IN | IN | LN | WD | HT | P |  |  | O | O | O | O
GS-07F-238AA | CG-1188-20 | CHEMGLASS | CHROMATOGRAPHY COLUMN 2 IDX18 EL | CG-1188-20 | CHROMATOGRAPHY COLUMN 2" ID X 18" EL | CHROMATOGRAPHY COLUMN, 2INIDX 18IN E. L. GENERAL PURPOSE COLUMN HAS A PTFE STOPCOCK AND A TOP OUTER JOINT. GLASS WOOL (NOT SUPPLIED) IS USED TO SUPPORT COLUMN PACKING. MADE FROM MEDIUM WALL TUBING. | CAN BE USED AS A GRAVITY ELUTED COLUMN OR A FLASH COLUMN (AS DESCRIBED BY W.C. STILL, M. KAHN AND A. MITRA OF COLUMBIA UNIVERSITY IN JOURNAL OF ORGANIC CHEMISTRY 43, 2923 (1978) AND PATENTED. |  |  | 10 | 10 | 16 | 0.9259 | CF | EA |  |  |  | 6 | 540 16 | US | 1 |  | 0 | STND | 30 | AF | IN | IN | IN | LN | WD | HT | P |  |  | O | O | O | O
GS-07F-238AA | CG-1188-21 | CHEMGLASS | CHROMATOGRAPHY COLUMN 24/40 OUTER JOINT | CG-1188-21 | CHROMATOGRAPHY COLUMN 24/40 OUTER JOINT 2" ID X 24" EL 2MM STOPCOCK | CHROMATOGRAPHY COLUMN WITH 24/40 OUTER JOINT, 2INIDX 24IN E. L., 2MM STOPCOCK. GENERAL PURPOSE COLUMN HAS A PTFE STOPCOCK AND A TOP OUTER JOINT. GLASS WOOL (NOT SUPPLIED) IS USED TO SUPPORT COLUMN PACKING. MADE FROM MEDIUM WALL TUBING. | CAN BE USED AS A GRAVITY ELUTED COLUMN OR A FLASH COLUMN (AS DESCRIBED BY W.C. STILL, M. KAHN AND A. MITRA OF COLUMBIA UNIVERSITY IN JOURNAL OF ORGANIC CHEMISTRY 43, 2923 (1978) AND PATENTED. |  |  | 10 | 10 | 16 | 0.9259 | CF | EA |  |  |  | 6 | 540 16 | US | 1 |  | 0 | STND | 30 | AF | IN | IN | IN | LN | WD | HT | P |  |  | O | O | O | O
GS-07F-238AA | CG-1188-29 | CHEMGLASS | CHROMATOGRAPHY COLUMN 45/50 OUTER JOINT | CG-1188-29 | CHROMATOGRAPHY COLUMN 45/50 OUTER JOINT 3" ID X 12" EL 4MM STOPCOCK | CHROMATOGRAPHY COLUMN WITH 45/50 OUTER JOINT, 3INIDX 12IN E. L., 4MM STOPCOCK. GENERAL PURPOSE COLUMN HAS A PTFE STOPCOCK AND A TOP OUTER JOINT. GLASS WOOL (NOT SUPPLIED) IS USED TO SUPPORT COLUMN PACKING. MADE FROM MEDIUM WALL TUBING. | CAN BE USED AS A GRAVITY ELUTED COLUMN OR A FLASH COLUMN (AS DESCRIBED BY W.C. STILL, M. KAHN AND A. MITRA OF COLUMBIA UNIVERSITY IN JOURNAL OF ORGANIC CHEMISTRY 43, 2923 (1978) AND PATENTED. |  |  | 10 | 10 | 16 | 0.9259 | CF | EA |  |  |  | 6 | 540 16 | US | 1 |  | 0 | STND | 30 | AF | IN | IN | IN | LN | WD | HT | P |  |  | O | O | O | O
GS-07F-238AA | CG-1188-30 | CHEMGLASS | CHROMATOGRAPHY COLUMN 45/50 OUTER JOINT | CG-1188-30 | CHROMATOGRAPHY COLUMN 45/50 OUTER JOINT 3" ID X 18" EL 4MM STOPCOCK | CHROMATOGRAPHY COLUMN WITH 45/50 OUTER JOINT, 3INIDX 18IN E. L., 4MM STOPCOCK. GENERAL PURPOSE COLUMN HAS A PTFE STOPCOCK AND A TOP OUTER JOINT. GLASS WOOL (NOT SUPPLIED) IS USED TO SUPPORT COLUMN PACKING. MADE FROM MEDIUM WALL TUBING. | CAN BE USED AS A GRAVITY ELUTED COLUMN OR A FLASH COLUMN (AS DESCRIBED BY W.C. STILL, M. KAHN AND A. MITRA OF COLUMBIA UNIVERSITY IN JOURNAL OF ORGANIC CHEMISTRY 43, 2923 (1978) AND PATENTED. |  |  | 10 | 10 | 16 | 0.9259 | CF | EA |  |  |  | 6 | 540 16 | KR | 1 |  | 0 | STND | 30 | AF | IN | IN | IN | LN | WD | HT | P |  |  | O | O | O | O
GS-07F-238AA | CG-1188-31 | CHEMGLASS | CHROMATOGRAPHY COLUMN 45/50 OUTER JOINT | CG-1188-31 | CHROMATOGRAPHY COLUMN 45/50 OUTER JOINT 3" ID X 24" EL 4MM STOPCOCK | CHROMATOGRAPHY COLUMN WITH 45/50 OUTER JOINT, 3INIDX 24IN E. L., 4MM STOPCOCK. GENERAL PURPOSE COLUMN HAS A PTFE STOPCOCK AND A TOP OUTER JOINT. GLASS WOOL (NOT SUPPLIED) IS USED TO SUPPORT COLUMN PACKING. MADE FROM MEDIUM WALL TUBING. | CAN BE USED AS A GRAVITY ELUTED COLUMN OR A FLASH COLUMN (AS DESCRIBED BY W.C. STILL, M. KAHN AND A. MITRA OF COLUMBIA UNIVERSITY IN JOURNAL OF ORGANIC CHEMISTRY 43, 2923 (1978) AND PATENTED. |  |  | 10 | 10 | 16 | 0.9259 | CF | EA |  |  |  | 6 | 540 16 | KR | 1 |  | 0 | STND | 30 | AF | IN | IN | IN | LN | WD | HT | P |  |  | O | O | O | O
GS-07F-238AA | CG-1190-12 | CHEMGLASS | 500ML CHROMATOGRAPHY RESERVOIR | CG-1190-12 | 500ML CHROMATOGRAPHY RESERVOIR | RESERVOIRS FOR USE WITH CG-1188 AND CG-1189 CHROMATOGRAPHY COLUMNS. RESERVOIR HAS A TOP 24/40 STANDARD TAPER OUTER JOINT FOR USE WITH CG-1191 FLOW CONTROL ADAPTER AND THE LISTED SIZE LOWER INNER JOINT. |  |  |  | 10 | 10 | 16 | 0.9259 | CF | EA |  |  |  | 5 | 540 16 | KR | 1 |  | 0 | STND | 30 | AF | IN | IN | IN | LN | WD | HT | P |  |  | O | O | O | O
GS-07F-238AA | CG-1190-13 | CHEMGLASS | 1000ML CHROMATOGRAPHY RESERVOIR | CG-1190-13 | 1000ML CHROMATOGRAPHY RESERVOIR | RESERVOIRS FOR USE WITH CG-1188 AND CG-1189 CHROMATOGRAPHY COLUMNS. RESERVOIR HAS A TOP 24/40 STANDARD TAPER OUTER JOINT FOR USE WITH CG-1191 FLOW CONTROL ADAPTER AND THE LISTED SIZE LOWER INNER JOINT. |  |  |  | 10 | 10 | 16 | 0.9259 | CF | EA |  |  |  | 9 | 540 16 | KR | 1 |  | 0 | STND | 30 | AF | IN | IN | IN | LN | WD | HT | P |  |  | O | O | O | O
GS-07F-238AA | CG-1191-01 | CHEMGLASS | CHROMATOGRAPHY FLOW CONTROL ADAPTERS WIT | CG-1191-01 | CHROMATOGRAPHY FLOW CONTROL ADAPTERS, STANDARD TAPER JOINT | FLOW CONTROL ADAPTER FOR USE WITH CG-1188 AND CG-1189 CHROMATOGRAPHY COLUMNS ALONG WITH CG-1190 RESERVOIRS. ADAPTER HAS A 0-4MM CHEM-CAP METERING PLUG. |  |  |  | 10 | 10 | 16 | 0.9259 | CF | EA |  |  |  | 3.2 | 540 16 | KR | 1 |  | 0 | STND | 30 | AF | IN | IN | IN | LN | WD | HT | P |  |  | O | O | O | O
GS-07F-238AA | CG-1500-01 | CHEMGLASS | FLASK FLAT 24/40 OJ 50ML | CG-1500-01 | FLASK FLAT BOTTOM 24/40 OUTER JOINT 50ML | 50 ML SINGLE NECK FLAT BOTTOM FLASK WITH STANDARD TAPER 24/40 OUTER JOINT. |  |  |  | 10 | 10 | 16 | 0.9259 | CF | EA |  |  |  | 4.4 | 540 16 | MX | 1 |  | 0 | STND | 30 | AF | IN | IN | IN | LN | WD | HT | P |  |  | O | O | O | O
GS-07F-238AA | CG-1500-02 | CHEMGLASS | FLASK FLAT 24/40 OJ 125ML | CG-1500-02 | FLASK FLAT BOTTOM 24/40 OUTER JOINT 125ML | 125 ML SINGLE NECK FLAT BOTTOM FLASK WITH STANDARD TAPER 24/40 OUTER JOINT. |  |  |  | 10 | 10 | 16 | 0.9259 | CF | EA |  |  |  | 4.6 | 540 16 | MX | 1 |  | 0 | STND | 30 | AF | IN | IN | IN | LN | WD | HT | P |  |  | O | O | O | O
GS-07F-238AA | CG-1500-03 | CHEMGLASS | FLASK FLAT 24/40 OJ 250ML | CG-1500-03 | FLASK FLAT BOTTOM 24/40 OUTER JOINT 250ML | 250 ML SINGLE NECK FLAT BOTTOM FLASK WITH STANDARD TAPER 24/40 OUTER JOINT. |  |  |  | 10 | 10 | 16 | 0.9259 | CF | EA |  |  |  | 5 | 540 16 | MX | 1 |  | 0 | STND | 30 | AF | IN | IN | IN | LN | WD | HT | P |  |  | O | O | O | O
GS-07F-238AA | CG-1500-04 | CHEMGLASS | FLASK FLAT 24/40 OJ 500ML | CG-1500-04 | FLASK FLAT BOTTOM 24/40 OUTER JOINT 500ML | 500 ML SINGLE NECK FLAT BOTTOM FLASK WITH STANDARD TAPER 24/40 OUTER JOINT. |  |  |  | 10 | 10 | 16 | 0.9259 | CF | EA |  |  |  | 5.2 | 540 16 | MX | 1 |  | 0 | STND | 30 | AF | IN | IN | IN | LN | WD | HT | P |  |  | O | O | O | O
GS-07F-238AA | CG-1500-05 | CHEMGLASS | FLASK FLAT 29/42 OJ 500ML | CG-1500-05 | FLASK FLAT BOTTOM 29/42 OJ 500ML | 500 ML SINGLE NECK FLAT BOTTOM FLASK WITH STANDARD TAPER 29/42 OUTER JOINT |  |  |  | 8 | 8 | 8 | 0.2963 | CF | EA |  |  |  | 6 | 540 3 | US | 1 |  | 0 | STND | 30 | AF | IN | IN | IN | LN | WD | HT | P |  |  | O | O | O | O
GS-07F-238AA | CG-1500-07 | CHEMGLASS | FLASK FLAT 24/40 OJ 1000ML | CG-1500-07 | FLASK FLAT BOTTOM 24/40 OJ 1000ML | 1000 ML SINGLE NECK FLAT BOTTOM FLASK WITH STANDARD TAPER 24/40 OUTER JOINT |  |  |  | 8 | 8 | 8 | 0.2963 | CF | EA |  |  |  | 4 | 540 3 | US | 1 |  | 0 | STND | 30 | AF | IN | IN | IN | LN | WD | HT | P |  |  | O | O | O | O
GS-07F-238AA | CG-1500-08 | CHEMGLASS | FLASK FLAT 29/42 OJ 1000ML | CG-1500-08 | FLASK FLAT BOTTOM 29/42 OJ 1000ML | 1000 ML SINGLE NECK FLAT BOTTOM FLASK WITH STANDARD TAPER 29/42 OUTER JOINT |  |  |  | 8 | 8 | 8 | 0.2963 | CF | EA |  |  |  | 9 | 540 3 | US | 1 |  | 0 | STND | 30 | AF | IN | IN | IN | LN | WD | HT | P |  |  | O | O | O | O
GS-07F-238AA | CG-1500-10 | CHEMGLASS | FLASK FLAT 24/40 OJ 2000ML | CG-1500-10 | FLASK FLAT BOTTOM 24/40 OJ 2000ML | 2000 ML SINGLE NECK FLAT BOTTOM FLASK WITH STANDARD TAPER 24/40 OUTER JOINT |  |  |  | 8 | 8 | 8 | 0.2963 | CF | EA |  |  |  | 4 | 540 3 | US | 1 |  | 0 | STND | 30 | AF | IN | IN | IN | LN | WD | HT | P |  |  | O | O | O | O
GS-07F-238AA | CG-1500-13 | CHEMGLASS | FLASK FLAT 24/40 OJ 6000ML | CG-1500-13 | FLASK FLAT BOTTOM 24/40 OUTER JOINT 6000ML | 6000 ML SINGLE NECK FLAT BOTTOM FLASK WITH STANDARD TAPER 24/40 OUTER JOINT |  |  |  | 8 | 8 | 8 | 0.2963 | CF | EA |  |  |  | 7 | 540 3 | US | 1 |  | 0 | STND | 30 | AF | IN | IN | IN | LN | WD | HT | P |  |  | O | O | O | O
GS-07F-238AA | CG-1502-05 | CHEMGLASS | FLASK LONG FLAT 24/40 OJ 500ML | CG-1502-05 | FLASK LONG FLAT 24/40 OJ 500ML | 500 ML GLASS FLASK, SINGLE LONG NECK FLAT BOTTOM, 24/40 OUTER JOINT |  |  |  | 8 | 8 | 8 | 0.2963 | CF | EA |  |  |  | 6 | 540 3 | US | 1 |  | 0 | STND | 30 | AF | IN | IN | IN | LN | WD | HT | P |  |  | O | O | O | O
GS-07F-238AA | CG-1502-07 | CHEMGLASS | FLASK LONG FLAT 24/40 OJ 1000ML | CG-1502-07 | FLASK LONG FLAT 24/40 OJ 1000ML | 1000 ML GLASS FLASK, SINGLE LONG NECK FLAT BOTTOM, 24/40 OUTER JOINT |  |  |  | 10 | 10 | 16 | 0.9259 | CF | EA |  |  |  | 4 | 540 3 | US | 1 |  | 0 | STND | 30 | AF | IN | IN | IN | LN | WD | HT | P |  |  | O | O | O | O
GS-07F-238AA | CG-1510-01 | CHEMGLASS | FLASK LONG ROUND 24/40 OJ 50ML HEAVY | CG-1510-01 | FLASK LONG ROUND 24/40 OUTER JOINT 50ML HEAVY DUTY | 50 ML GLASS FLASK, HEAVY WALL SINGLE LONG NECK ROUND BOTTOM, 24/40 OUTER JOINT. ROUND BOTTOM, HEAVY WALL SINGLE LONG NECK FLASK WITH A STANDARD TAPER OUTER JOINT. FLASKS WITH JOINT SIZES OTHER THAN THOSE LISTED ARE AVAILABLE. |  |  |  | 10 | 10 | 16 | 0.9259 | CF | EA |  |  |  | 5 | 540 3 | US | 1 |  | 0 | STND | 30 | AF | IN | IN | IN | LN | WD | HT | P |  |  | O | O | O | O
GS-07F-238AA | CG-1510-03 | CHEMGLASS | FLASK LONG ROUND 24/40 OJ 100ML HEAVY | CG-1510-03 | FLASK LONG ROUND 24/40 OUTER JOINT 100ML HEAVY DUTY | 100 ML GLASS FLASK, HEAVY WALL SINGLE LONG NECK ROUND BOTTOM, 24/40 OUTER JOINT. ROUND BOTTOM, HEAVY WALL SINGLE LONG NECK FLASK WITH A STANDARD TAPER OUTER JOINT. FLASKS WITH JOINT SIZES OTHER THAN THOSE LISTED ARE AVAILABLE. |  |  |  | 10 | 10 | 16 | 0.9259 | CF | EA |  |  |  | 5 | 540 3 | US | 1 |  | 0 | STND | 30 | AF | IN | IN | IN | LN | WD | HT | P |  |  | O | O | O | O
GS-07F-238AA | CG-1510-09 | CHEMGLASS | FLASK LONG ROUND 24/40 OJ 250ML HEAVY | CG-1510-09 | FLASK LONG ROUND 24/40 OUTER JOINT 250ML HEAVY DUTY | 250 ML GLASS FLASK, PACK OF 2, HEAVY WALL SINGLE LONG NECK ROUND BOTTOM, 24/40 OUTER JOINT. ROUND BOTTOM, HEAVY WALL SINGLE LONG NECK FLASK WITH A STANDARD TAPER OUTER JOINT. FLASKS WITH JOINT SIZES OTHER THAN THOSE LISTED ARE AVAILABLE. |  |  |  | 10 | 10 | 16 | 0.9259 | CF | EA |  |  |  | 6 | 540 3 | US | 1 |  | 0 | STND | 30 | AF | IN | IN | IN | LN | WD | HT | P |  |  | O | O | O | O
GS-07F-238AA | CG-1510-11 | CHEMGLASS | FLASK LONG ROUND 24/40 OJ 500ML HEAVY | CG-1510-11 | FLASK LONG ROUND 24/40 OUTER JOINT 500ML HEAVY DUTY | 500 ML GLASS FLASK, PACK OF 2, HEAVY WALL SINGLE LONG NECK ROUND BOTTOM, 24/40 OUTER JOINT. ROUND BOTTOM, HEAVY WALL SINGLE LONG NECK FLASK WITH A STANDARD TAPER OUTER JOINT. |  |  |  | 10 | 10 | 16 | 0.9259 | CF | EA |  |  |  | 8 | 540 3 | US | 1 |  | 0 | STND | 30 | AF | IN | IN | IN | LN | WD | HT | P |  |  | O | O | O | O
GS-07F-238AA | CG-1510-13 | CHEMGLASS | FLASK LONG ROUND 24/40 OJ HEAVY 1000ML | CG-1510-13 | FLASK LONG ROUND 24/40 OJ HEAVY DUTY 1000ML | 1000 ML GLASS FLASK, HEAVY WALL SINGLE LONG NECK ROUND BOTTOM, 24/40 OUTER JOINT. ROUND BOTTOM, HEAVY WALL SINGLE LONG NECK FLASK WITH A STANDARD TAPER OUTER JOINT. FLASKS WITH JOINT SIZES OTHER THAN THOSE LISTED ARE AVAILABLE. |  |  |  | 10 | 10 | 16 | 0.9259 | CF | EA |  |  |  | 4 | 540 3 | US | 1 |  | 0 | STND | 30 | AF | IN | IN | IN | LN | WD | HT | P |  |  | O | O | O | O
GS-07F-238AA | CG-1510-15 | CHEMGLASS | FLASK LONG ROUND 24/40 OJ HEAVY 2000ML | CG-1510-15 | FLASK LONG ROUND 24/40 OJ HEAVY DUTY 2000ML | 2000 ML GLASS FLASK, HEAVY WALL SINGLE LONG NECK ROUND BOTTOM, 24/40 OUTER JOINT. ROUND BOTTOM, HEAVY WALL SINGLE LONG NECK FLASK WITH A STANDARD TAPER OUTER JOINT. FLASKS WITH JOINT SIZES OTHER THAN THOSE LISTED ARE AVAILABLE. |  |  |  | 10 | 10 | 16 | 0.9259 | CF | EA |  |  |  | 4 | 540 3 | US | 1 |  | 0 | STND | 30 | AF | IN | IN | IN | LN | WD | HT | P |  |  | O | O | O | O
GS-07F-238AA | CG-1510-19 | CHEMGLASS | FLASK LONG ROUND 24/40 OJ HEAVY 5000ML | CG-1510-19 | FLASK LONG ROUND 24/40 OUTER JOINT HEAVY DUTY 5000ML | 5000 ML GLASS FLASK, HEAVY WALL SINGLE LONG NECK ROUND BOTTOM, 24/40 OUTER JOINT. ROUND BOTTOM, HEAVY WALL SINGLE LONG NECK FLASK WITH A STANDARD TAPER OUTER JOINT. FLASKS WITH JOINT SIZES OTHER THAN THOSE LISTED ARE AVAILABLE. |  |  |  | 10 | 10 | 16 | 0.9259 | CF | EA |  |  |  | 5 | 540 3 | US | 1 |  | 0 | STND | 30 | AF | IN | IN | IN | LN | WD | HT | P |  |  | O | O | O | O
GS-07F-238AA | CG-1510-30 | CHEMGLASS | FLASK LONG ROUND 14/20 OJ 10ML HEAVY | CG-1510-30 | FLASK LONG ROUND 14/20 OUTER JOINT 10ML HEAVY DUTY | 10 ML GLASS FLASK, HEAVY WALL SINGLE LONG NECK ROUND BOTTOM, 14/20 OUTER JOINT. ROUND BOTTOM, HEAVY WALL SINGLE LONG NECK FLASK WITH A STANDARD TAPER OUTER JOINT. FLASKS WITH JOINT SIZES OTHER THAN THOSE LISTED ARE AVAILABLE. |  |  |  | 10 | 10 | 16 | 0.9259 | CF | EA |  |  |  | 5 | 540 3 | US | 1 |  | 0 | STND | 30 | AF | IN | IN | IN | LN | WD | HT | P |  |  | O | O | O | O
GS-07F-238AA | CG-1510-32 | CHEMGLASS | FLASK LONG ROUND 14/20 OJ 25ML HEAVY | CG-1510-32 | FLASK LONG ROUND 14/20 OUTER JOINT 25ML HEAVY DUTY | 25 ML GLASS FLASK, HEAVY WALL SINGLE LONG NECK ROUND BOTTOM, 14/20 OUTER JOINT. ROUND BOTTOM, HEAVY WALL SINGLE LONG NECK FLASK WITH A STANDARD TAPER OUTER JOINT. FLASKS WITH JOINT SIZES OTHER THAN THOSE LISTED ARE AVAILABLE. |  |  |  | 10 | 10 | 16 | 0.9259 | CF | EA |  |  |  | 5 | 540 3 | US | 1 |  | 0 | STND | 30 | AF | IN | IN | IN | LN | WD | HT | P |  |  | O | O | O | O
GS-07F-238AA | CG-1510-33 | CHEMGLASS | FLASK LONG ROUND 19/22 OJ 25ML HEAVY | CG-1510-33 | FLASK LONG ROUND 19/22 OUTER JOINT 25ML HEAVY DUTY | 25 ML GLASS FLASK, HEAVY WALL SINGLE LONG NECK ROUND BOTTOM, 19/22 OUTER JOINT. ROUND BOTTOM, HEAVY WALL SINGLE LONG NECK FLASK WITH A STANDARD TAPER OUTER JOINT. FLASKS WITH JOINT SIZES OTHER THAN THOSE LISTED ARE AVAILABLE. |  |  |  | 10 | 10 | 16 | 0.9259 | CF | EA |  |  |  | 5 | 540 3 | US | 1 |  | 0 | STND | 30 | AF | IN | IN | IN | LN | WD | HT | P |  |  | O | O | O | O
GS-07F-238AA | CG-1510-34 | CHEMGLASS | FLASK LONG ROUND 14/20 OJ 50ML HEAVY | CG-1510-34 | FLASK LONG ROUND 14/20 OUTER JOINT 50ML HEAVY DUTY | 50 ML GLASS FLASK, HEAVY WALL SINGLE LONG NECK ROUND BOTTOM, 14/20 OUTER JOINT. ROUND BOTTOM, HEAVY WALL SINGLE LONG NECK FLASK WITH A STANDARD TAPER OUTER JOINT. FLASKS WITH JOINT SIZES OTHER THAN THOSE LISTED ARE AVAILABLE. |  |  |  | 10 | 10 | 16 | 0.9259 | CF | EA |  |  |  | 5 | 540 3 | US | 1 |  | 0 | STND | 30 | AF | IN | IN | IN | LN | WD | HT | P |  |  | O | O | O | O
GS-07F-238AA | CG-1510-35 | CHEMGLASS | FLASK LONG ROUND 19/22 OJ 50ML HEAVY | CG-1510-35 | FLASK LONG ROUND 19/22 OUTER JOINT 50ML HEAVY DUTY | 50 ML GLASS FLASK, HEAVY WALL SINGLE LONG NECK ROUND BOTTOM, 19/22 OUTER JOINT. ROUND BOTTOM, HEAVY WALL SINGLE LONG NECK FLASK WITH A STANDARD TAPER OUTER JOINT. FLASKS WITH JOINT SIZES OTHER THAN THOSE LISTED ARE AVAILABLE. |  |  |  | 10 | 10 | 16 | 0.9259 | CF | EA |  |  |  | 5 | 540 3 | US | 1 |  | 0 | STND | 30 | AF | IN | IN | IN | LN | WD | HT | P |  |  | O | O | O | O
GS-07F-238AA | CG-1510-36 | CHEMGLASS | FLASK LONG ROUND 14/20 OJ 100ML HEAVY | CG-1510-36 | FLASK LONG ROUND 14/20 OUTER JOINT 100ML HEAVY DUTY | 100 ML GLASS FLASK, HEAVY WALL SINGLE LONG NECK ROUND BOTTOM, 14/20 OUTER JOINT. ROUND BOTTOM, HEAVY WALL SINGLE LONG NECK FLASK WITH A STANDARD TAPER OUTER JOINT. FLASKS WITH JOINT SIZES OTHER THAN THOSE LISTED ARE AVAILABLE. |  |  |  | 10 | 10 | 16 | 0.9259 | CF | EA |  |  |  | 5 | 540 3 | US | 1 |  | 0 | STND | 30 | AF | IN | IN | IN | LN | WD | HT | P |  |  | O | O | O | O
GS-07F-238AA | CG-1510-37 | CHEMGLASS | FLASK LONG ROUND 19/22 OJ 100ML HEAVY | CG-1510-37 | FLASK LONG ROUND 19/22 OUTER JOINT 100ML HEAVY DUTY | 100 ML GLASS FLASK, HEAVY WALL SINGLE LONG NECK ROUND BOTTOM, 19/22 OUTER JOINT. ROUND BOTTOM, HEAVY WALL SINGLE LONG NECK FLASK WITH A STANDARD TAPER OUTER JOINT. FLASKS WITH JOINT SIZES OTHER THAN THOSE LISTED ARE AVAILABLE. |  |  |  | 10 | 10 | 16 | 0.9259 | CF | EA |  |  |  | 5 | 540 3 | US | 1 |  | 0 | STND | 30 | AF | IN | IN | IN | LN | WD | HT | P |  |  | O | O | O | O
GS-07F-238AA | CG-1512-01 | CHEMGLASS | EVAPORATION FLASK 24/40 OJ 50ML | CG-1512-01 | EVAPORATION FLASK 24/40 OJ 50ML | 50 ML GLASS EVAPORATION FLASK, PACK OF 2, SINGLE NECK, 24/40 OUTER JOINT. EVAPORATING FLASK FOR USE WITH ROTARY EVAPORATORS. FLASKS HAVE A HEAVY WALL FOR VACUUM APPLICATIONS AND ARE BALANCED TO PREVENT RUN-OUT DURING ROTATION. |  |  |  | 10 | 10 | 16 | 0.9259 | CF | EA |  |  |  | 5 | 540 3 | US | 1 |  | 0 | STND | 30 | AF | IN | IN | IN | LN | WD | HT | P |  |  | O | O | O | O
GS-07F-238AA | CG-1512-02 | CHEMGLASS | EVAPORATION FLASK 29/42 OJ 50ML | CG-1512-02 | EVAPORATION FLASK 29/42 OJ 50ML | 50 ML GLASS EVAPORATION FLASK, PACK OF 2, SINGLE NECK, 29/42 OUTER JOINT. EVAPORATING FLASK FOR USE WITH ROTARY EVAPORATORS. FLASKS HAVE A HEAVY WALL FOR VACUUM APPLICATIONS AND ARE BALANCED TO PREVENT RUN-OUT DURING ROTATION. |  |  |  | 10 | 10 | 16 | 0.9259 | CF | EA |  |  |  | 5 | 540 3 | US | 1 |  | 0 | STND | 30 | AF | IN | IN | IN | LN | WD | HT | P |  |  | O | O | O | O
GS-07F-238AA | CG-1512-03 | CHEMGLASS | EVAPORATION FLASK 24/40 OJ 100ML | CG-1512-03 | EVAPORATION FLASK 24/40 OJ 100ML | 100 ML GLASS EVAPORATION FLASK, PACK OF 2, SINGLE NECK, 24/40 OUTER JOINT. EVAPORATING FLASK FOR USE WITH ROTARY EVAPORATORS. FLASKS HAVE A HEAVY WALL FOR VACUUM APPLICATIONS AND ARE BALANCED TO PREVENT RUN-OUT DURING ROTATION. |  |  |  | 10 | 10 | 16 | 0.9259 | CF | EA |  |  |  | 6 | 540 3 | US | 1 |  | 0 | STND | 30 | AF | IN | IN | IN | LN | WD | HT | P |  |  | O | O | O | O
GS-07F-238AA | CG-1512-04 | CHEMGLASS | EVAPORATION FLASK 29/42 OJ 100ML | CG-1512-04 | EVAPORATION FLASK 29/42 OJ 100ML | 100 ML GLASS EVAPORATION FLASK, PACK OF 2, SINGLE NECK, 29/42 OUTER JOINT. EVAPORATING FLASK FOR USE WITH ROTARY EVAPORATORS. FLASKS HAVE A HEAVY WALL FOR VACUUM APPLICATIONS AND ARE BALANCED TO PREVENT RUN-OUT DURING ROTATION. |  |  |  | 10 | 10 | 16 | 0.9259 | CF | EA |  |  |  | 6 | 540 3 | US | 1 |  | 0 | STND | 30 | AF | IN | IN | IN | LN | WD | HT | P |  |  | O | O | O | O
GS-07F-238AA | CG-1512-05 | CHEMGLASS | EVAPORATION FLASK 24/40 OJ 200ML | CG-1512-05 | EVAPORATION FLASK 24/40 OJ 200ML | 200 ML GLASS EVAPORATION FLASK, PACK OF 2, SINGLE NECK, 24/40 OUTER JOINT. EVAPORATING FLASK FOR USE WITH ROTARY EVAPORATORS. FLASKS HAVE A HEAVY WALL FOR VACUUM APPLICATIONS AND ARE BALANCED TO PREVENT RUN-OUT DURING ROTATION. |  |  |  | 10 | 10 | 16 | 0.9259 | CF | EA |  |  |  | 6 | 540 3 | US | 1 |  | 0 | STND | 30 | AF | IN | IN | IN | LN | WD | HT | P |  |  | O | O | O | O
GS-07F-238AA | CG-1512-06 | CHEMGLASS | EVAPORATION FLASK 29/42 OJ 200ML | CG-1512-06 | EVAPORATION FLASK 29/42 OJ 200ML | 200 ML GLASS EVAPORATION FLASK, SINGLE NECK, 29/42 OUTER JOINT. EVAPORATING FLASK FOR USE WITH ROTARY EVAPORATORS. FLASKS HAVE A HEAVY WALL FOR VACUUM APPLICATIONS AND ARE BALANCED TO PREVENT RUN-OUT DURING ROTATION. |  |  |  | 10 | 10 | 16 | 0.9259 | CF | EA |  |  |  | 6 | 540 3 | US | 1 |  | 0 | STND | 30 | AF | IN | IN | IN | LN | WD | HT | P |  |  | O | O | O | O
GS-07F-238AA | CG-1512-07 | CHEMGLASS | EVAPORATION FLASK 24/40 OJ 500ML | CG-1512-07 | EVAPORATION FLASK 24/40 OJ 500ML | 500 ML GLASS EVAPORATION FLASK, SINGLE NECK, 24/40 OUTER JOINT. EVAPORATING FLASK FOR USE WITH ROTARY EVAPORATORS. FLASKS HAVE A HEAVY WALL FOR VACUUM APPLICATIONS AND ARE BALANCED TO PREVENT RUN-OUT DURING ROTATION. |  |  |  | 10 | 10 | 16 | 0.9259 | CF | EA |  |  |  | 6 | 540 3 | US | 1 |  | 0 | STND | 30 | AF | IN | IN | IN | LN | WD | HT | P |  |  | O | O | O | O
GS-07F-238AA | CG-1512-08 | CHEMGLASS | EVAPORATION FLASK 29/42 OJ 500ML | CG-1512-08 | EVAPORATION FLASK 29/42 OJ 500ML | 500 ML GLASS EVAPORATION FLASK, SINGLE NECK, 29/42 OUTER JOINT. EVAPORATING FLASK FOR USE WITH ROTARY EVAPORATORS. FLASKS HAVE A HEAVY WALL FOR VACUUM APPLICATIONS AND ARE BALANCED TO PREVENT RUN-OUT DURING ROTATION. |  |  |  | 10 | 10 | 16 | 0.9259 | CF | EA |  |  |  | 6 | 540 3 | US | 1 |  | 0 | STND | 30 | AF | IN | IN | IN | LN | WD | HT | P |  |  | O | O | O | O
GS-07F-238AA | CG-1512-09 | CHEMGLASS | EVAPORATION FLASK 24/40 OJ 1000ML | CG-1512-09 | EVAPORATION FLASK 24/40 OJ 1000ML | 1000 ML GLASS EVAPORATION FLASK, SINGLE NECK, 24/40 OUTER JOINT. EVAPORATING FLASK FOR USE WITH ROTARY EVAPORATORS. FLASKS HAVE A HEAVY WALL FOR VACUUM APPLICATIONS AND ARE BALANCED TO PREVENT RUN-OUT DURING ROTATION. |  |  |  | 10 | 10 | 16 | 0.9259 | CF | EA |  |  |  | 4 | 540 3 | US | 1 |  | 0 | STND | 30 | AF | IN | IN | IN | LN | WD | HT | P |  |  | O | O | O | O
GS-07F-238AA | CG-1512-10 | CHEMGLASS | EVAPORATION FLASK 29/42 OJ 1000ML | CG-1512-10 | EVAPORATION FLASK 29/42 OJ 1000ML | 1000 ML GLASS EVAPORATION FLASK, SINGLE NECK, 29/42 OUTER JOINT. EVAPORATING FLASK FOR USE WITH ROTARY EVAPORATORS. FLASKS HAVE A HEAVY WALL FOR VACUUM APPLICATIONS AND ARE BALANCED TO PREVENT RUN-OUT DURING ROTATION. |  |  |  | 10 | 10 | 16 | 0.9259 | CF | EA |  |  |  | 4 | 540 3 | US | 1 |  | 0 | STND | 30 | AF | IN | IN | IN | LN | WD | HT | P |  |  | O | O | O | O
GS-07F-238AA | CG-1512-21 | CHEMGLASS | EVAPORATION FLASK 24/25 OJ 100ML | CG-1512-21 | EVAPORATION FLASK 24/25 OJ 100ML | 100 ML GLASS EVAPORATION FLASK, PACK OF 2, SINGLE NECK, 24/25 OUTER JOINT. EVAPORATING FLASK FOR USE WITH ROTARY EVAPORATORS. FLASKS HAVE A HEAVY WALL FOR VACUUM APPLICATIONS AND ARE BALANCED TO PREVENT RUN-OUT DURING ROTATION. |  |  |  | 10 | 10 | 16 | 0.9259 | CF | EA |  |  |  | 5 | 540 3 | US | 1 |  | 0 | STND | 30 | AF | IN | IN | IN | LN | WD | HT | P |  |  | O | O | O | O
GS-07F-238AA | CG-1512-23 | CHEMGLASS | EVAPORATION FLASK 24/25 OJ 200ML | CG-1512-23 | EVAPORATION FLASK 24/25 OJ 200ML | 200 ML GLASS EVAPORATION FLASK, PACK OF 2, SINGLE NECK, 24/25 OUTER JOINT. EVAPORATING FLASK FOR USE WITH ROTARY EVAPORATORS. FLASKS HAVE A HEAVY WALL FOR VACUUM APPLICATIONS AND ARE BALANCED TO PREVENT RUN-OUT DURING ROTATION. |  |  |  | 10 | 10 | 16 | 0.9259 | CF | EA |  |  |  | 4.8 | 540 3 | US | 1 |  | 0 | STND | 30 | AF | IN | IN | IN | LN | WD | HT | P |  |  | O | O | O | O
GS-07F-238AA | CG-1512-25 | CHEMGLASS | EVAPORATION FLASK 24/25 OJ 500ML | CG-1512-25 | EVAPORATION FLASK 24/25 OJ 500ML | 500 ML GLASS EVAPORATION FLASK, SINGLE NECK, 24/25 OUTER JOINT. EVAPORATING FLASK FOR USE WITH ROTARY EVAPORATORS. FLASKS HAVE A HEAVY WALL FOR VACUUM APPLICATIONS AND ARE BALANCED TO PREVENT RUN-OUT DURING ROTATION. |  |  |  | 10 | 10 | 16 | 0.9259 | CF | EA |  |  |  | 3.2 | 540 3 | US | 1 |  | 0 | STND | 30 | AF | IN | IN | IN | LN | WD | HT | P |  |  | O | O | O | O
GS-07F-238AA | CG-1512-27 | CHEMGLASS | EVAPORATION FLASK 29/26 OJ 100ML | CG-1512-27 | EVAPORATION FLASK 29/26 OJ 100ML | 100 ML GLASS EVAPORATION FLASK, PACK OF 2, SINGLE NECK, 29/26 OUTER JOINT. EVAPORATING FLASK FOR USE WITH ROTARY EVAPORATORS. FLASKS HAVE A HEAVY WALL FOR VACUUM APPLICATIONS AND ARE BALANCED TO PREVENT RUN-OUT DURING ROTATION. |  |  |  | 10 | 10 | 16 | 0.9259 | CF | EA |  |  |  | 4.6 | 540 3 | US | 1 |  | 0 | STND | 30 | AF | IN | IN | IN | LN | WD | HT | P |  |  | O | O | O | O
GS-07F-238AA | CG-1512-29 | CHEMGLASS | EVAPORATION FLASK 29/26 OJ 200ML | CG-1512-29 | EVAPORATION FLASK 29/26 OJ 200ML | 200 ML GLASS EVAPORATION FLASK, SINGLE NECK, 29/26 OUTER JOINT. EVAPORATING FLASK FOR USE WITH ROTARY EVAPORATORS. FLASKS HAVE A HEAVY WALL FOR VACUUM APPLICATIONS AND ARE BALANCED TO PREVENT RUN-OUT DURING ROTATION. |  |  |  | 10 | 10 | 16 | 0.9259 | CF | EA |  |  |  | 5 | 540 3 | US | 1 |  | 0 | STND | 30 | AF | IN | IN | IN | LN | WD | HT | P |  |  | O | O | O | O
GS-07F-238AA | CG-1512-31 | CHEMGLASS | EVAPORATION FLASK 29/26 OJ 500ML | CG-1512-31 | EVAPORATION FLASK 29/26 OJ 500ML | 500 ML GLASS EVAPORATION FLASK, SINGLE NECK, 29/26 OUTER JOINT. EVAPORATING FLASK FOR USE WITH ROTARY EVAPORATORS. FLASKS HAVE A HEAVY WALL FOR VACUUM APPLICATIONS AND ARE BALANCED TO PREVENT RUN-OUT DURING ROTATION. |  |  |  | 10 | 10 | 16 | 0.9259 | CF | EA |  |  |  | 6 | 540 3 | US | 1 |  | 0 | STND | 30 | AF | IN | IN | IN | LN | WD | HT | P |  |  | O | O | O | O
GS-07F-238AA | CG-1512-33 | CHEMGLASS | EVAPORATION FLASK 29/26 OJ 1000ML | CG-1512-33 | EVAPORATION FLASK 29/26 OJ 1000ML | 1000 ML GLASS EVAPORATION FLASK, SINGLE NECK, 29/26 OUTER JOINT. EVAPORATING FLASK FOR USE WITH ROTARY EVAPORATORS. FLASKS HAVE A HEAVY WALL FOR VACUUM APPLICATIONS AND ARE BALANCED TO PREVENT RUN-OUT DURING ROTATION. |  |  |  | 10 | 10 | 16 | 0.9259 | CF | EA |  |  |  | 4 | 540 3 | US | 1 |  | 0 | STND | 30 | AF | IN | IN | IN | LN | WD | HT | P |  |  | O | O | O | O
GS-07F-238AA | CG-1512-35 | CHEMGLASS | EVAPORATION FLASK 24/40 OJ 2000ML | CG-1512-35 | EVAPORATION FLASK 24/40 OJ 2000ML | 2000 ML GLASS EVAPORATION FLASK, SINGLE NECK, 24/40 OUTER JOINT. EVAPORATING FLASK FOR USE WITH ROTARY EVAPORATORS. FLASKS HAVE A HEAVY WALL FOR VACUUM APPLICATIONS AND ARE BALANCED TO PREVENT RUN-OUT DURING ROTATION. |  |  |  | 10 | 10 | 16 | 0.9259 | CF | EA |  |  |  | 6 | 540 3 | US | 1 |  | 0 | STND | 30 | AF | IN | IN | IN | LN | WD | HT | P |  |  | O | O | O | O
GS-07F-238AA | CG-1512-37 | CHEMGLASS | EVAPORATION FLASK 29/26 OJ 2000ML | CG-1512-37 | EVAPORATION FLASK 29/26 OJ 2000ML | 2000 ML GLASS EVAPORATION FLASK, SINGLE NECK, 29/26 OUTER JOINT. EVAPORATING FLASK FOR USE WITH ROTARY EVAPORATORS. FLASKS HAVE A HEAVY WALL FOR VACUUM APPLICATIONS AND ARE BALANCED TO PREVENT RUN-OUT DURING ROTATION. |  |  |  | 10 | 10 | 16 | 0.9259 | CF | EA |  |  |  | 6 | 540 3 | US | 1 |  | 0 | STND | 30 | AF | IN | IN | IN | LN | WD | HT | P |  |  | O | O | O | O
GS-07F-238AA | CG-1512-39 | CHEMGLASS | EVAPORATION FLASK 29/42 OJ 2000ML | CG-1512-39 | EVAPORATION FLASK 29/42 OJ 2000ML | 2000 ML GLASS EVAPORATION FLASK, SINGLE NECK, 29/42 OUTER JOINT. EVAPORATING FLASK FOR USE WITH ROTARY EVAPORATORS. FLASKS HAVE A HEAVY WALL FOR VACUUM APPLICATIONS AND ARE BALANCED TO PREVENT RUN-OUT DURING ROTATION. |  |  |  | 10 | 10 | 16 | 0.9259 | CF | EA |  |  |  | 4 | 540 3 | US | 1 |  | 0 | STND | 30 | AF | IN | IN | IN | LN | WD | HT | P |  |  | O | O | O | O
GS-07F-238AA | CG-1512-40 | CHEMGLASS | EVAPORATION FLASK 29/26 OJ 50ML | CG-1512-40 | EVAPORATION FLASK 29/26 OJ 50ML | 50 ML GLASS EVAPORATION FLASK, PACK OF 2, SINGLE NECK, 29/26 OUTER JOINT. EVAPORATING FLASK FOR USE WITH ROTARY EVAPORATORS. FLASKS HAVE A HEAVY WALL FOR VACUUM APPLICATIONS AND ARE BALANCED TO PREVENT RUN-OUT DURING ROTATION. |  |  |  | 10 | 10 | 16 | 0.9259 | CF | EA |  |  |  | 4.4 | 540 3 | US | 1 |  | 0 | STND | 30 | AF | IN | IN | IN | LN | WD | HT | P |  |  | O | O | O | O
GS-07F-238AA | CG-1512-42 | CHEMGLASS | EVAPORATION FLASK 24/40 OJ 3000ML | CG-1512-42 | EVAPORATION FLASK 24/40 OJ 3000ML | 3000 ML GLASS EVAPORATION FLASK, SINGLE NECK, 24/40 OUTER JOINT. EVAPORATING FLASK FOR USE WITH ROTARY EVAPORATORS. FLASKS HAVE A HEAVY WALL FOR VACUUM APPLICATIONS AND ARE BALANCED TO PREVENT RUN-OUT DURING ROTATION. |  |  |  | 10 | 10 | 16 | 0.9259 | CF | EA |  |  |  | 4.5 | 540 3 | US | 1 |  | 0 | STND | 30 | AF | IN | IN | IN | LN | WD | HT | P |  |  | O | O | O | O
GS-07F-238AA | CG-1512-44 | CHEMGLASS | EVAPORATION FLASK 29/26 OJ 3000ML | CG-1512-44 | EVAPORATION FLASK 29/26 OJ 3000ML | 3000 ML GLASS EVAPORATION FLASK, SINGLE NECK, 29/26 OUTER JOINT. EVAPORATING FLASK FOR USE WITH ROTARY EVAPORATORS. FLASKS HAVE A HEAVY WALL FOR VACUUM APPLICATIONS AND ARE BALANCED TO PREVENT RUN-OUT DURING ROTATION. |  |  |  | 10 | 10 | 16 | 0.9259 | CF | EA |  |  |  | 4 | 540 3 | US | 1 |  | 0 | STND | 30 | AF | IN | IN | IN | LN | WD | HT | P |  |  | O | O | O | O
GS-07F-238AA | CG-1512-46 | CHEMGLASS | EVAPORATION FLASK 29/42 OJ 3000ML | CG-1512-46 | SINGLE NECK EVAPORATION FLASK 29/42 OJ 3000ML | 3000 ML SINGLE NECK EVAPORATION FLASK, 29/42 OUTER JOINT. EVAPORATING FLASK FOR USE WITH ROTARY EVAPORATORS. FLASKS HAVE A HEAVY WALL FOR VACUUM APPLICATIONS AND ARE BALANCED TO PREVENT RUN-OUT DURING ROTATION. |  |  |  | 10 | 10 | 16 | 0.9259 | CF | EA |  |  |  | 4 | 540 3 | US | 1 |  | 0 | STND | 30 | AF | IN | IN | IN | LN | WD | HT | P |  |  | O | O | O | O
GS-07F-238AA | CG-1512-51 | CHEMGLASS | EVAPORATION FLASK 14/20 OJ 10ML | CG-1512-51 | EVAPORATION FLASK 14/20 OJ 10ML | 10 ML GLASS EVAPORATION FLASK, SINGLE NECK, 14/20 OUTER JOINT. EVAPORATING FLASK FOR USE WITH ROTARY EVAPORATORS. FLASKS HAVE A HEAVY WALL FOR VACUUM APPLICATIONS AND ARE BALANCED TO PREVENT RUN-OUT DURING ROTATION. |  |  |  | 10 | 10 | 16 | 0.9259 | CF | EA |  |  |  | 6 | 540 3 | US | 1 |  | 0 | STND | 30 | AF | IN | IN | IN | LN | WD | HT | P |  |  | O | O | O | O
GS-07F-238AA | CG-1512-52 | CHEMGLASS | EVAPORATION FLASK 19/22 OJ 10ML | CG-1512-52 | EVAPORATION FLASK 19/22 OJ 10ML | 10 ML GLASS EVAPORATION FLASK, SINGLE NECK, 19/22 OUTER JOINT. EVAPORATING FLASK FOR USE WITH ROTARY EVAPORATORS. FLASKS HAVE A HEAVY WALL FOR VACUUM APPLICATIONS AND ARE BALANCED TO PREVENT RUN-OUT DURING ROTATION. |  |  |  | 10 | 10 | 16 | 0.9259 | CF | EA |  |  |  | 6 | 540 3 | US | 1 |  | 0 | STND | 30 | AF | IN | IN | IN | LN | WD | HT | P |  |  | O | O | O | O
GS-07F-238AA | CG-1512-53 | CHEMGLASS | EVAPORATION FLASK 14/20 OJ 25ML | CG-1512-53 | EVAPORATION FLASK 14/20 OJ 25ML | 25 ML GLASS EVAPORATION FLASK, SINGLE NECK, 14/20 OUTER JOINT. EVAPORATING FLASK FOR USE WITH ROTARY EVAPORATORS. FLASKS HAVE A HEAVY WALL FOR VACUUM APPLICATIONS AND ARE BALANCED TO PREVENT RUN-OUT DURING ROTATION. |  |  |  | 10 | 10 | 16 | 0.9259 | CF | EA |  |  |  | 6 | 540 3 | US | 1 |  | 0 | STND | 30 | AF | IN | IN | IN | LN | WD | HT | P |  |  | O | O | O | O
GS-07F-238AA | CG-1512-54 | CHEMGLASS | EVAPORATION FLASK 19/22 OJ 25ML | CG-1512-54 | EVAPORATION FLASK 19/22 OJ 25ML | 25 ML GLASS EVAPORATION FLASK, SINGLE NECK, 19/22 OUTER JOINT. EVAPORATING FLASK FOR USE WITH ROTARY EVAPORATORS. FLASKS HAVE A HEAVY WALL FOR VACUUM APPLICATIONS AND ARE BALANCED TO PREVENT RUN-OUT DURING ROTATION. |  |  |  | 10 | 10 | 16 | 0.9259 | CF | EA |  |  |  | 6 | 540 3 | US | 1 |  | 0 | STND | 30 | AF | IN | IN | IN | LN | WD | HT | P |  |  | O | O | O | O
GS-07F-238AA | CG-1512-55 | CHEMGLASS | EVAPORATION FLASK 14/20 OJ 50ML | CG-1512-55 | EVAPORATION FLASK 14/20 OJ 50ML | 50 ML GLASS EVAPORATION FLASK, SINGLE NECK, 14/20 OUTER JOINT. EVAPORATING FLASK FOR USE WITH ROTARY EVAPORATORS. FLASKS HAVE A HEAVY WALL FOR VACUUM APPLICATIONS AND ARE BALANCED TO PREVENT RUN-OUT DURING ROTATION. |  |  |  | 10 | 10 | 16 | 0.9259 | CF | EA |  |  |  | 6 | 540 3 | US | 1 |  | 0 | STND | 30 | AF | IN | IN | IN | LN | WD | HT | P |  |  | O | O | O | O
GS-07F-238AA | CG-1512-56 | CHEMGLASS | EVAPORATION FLASK 19/22 OJ 50ML | CG-1512-56 | EVAPORATION FLASK 19/22 OJ 50ML | 50 ML GLASS EVAPORATION FLASK, SINGLE NECK, 19/22 OUTER JOINT. EVAPORATING FLASK FOR USE WITH ROTARY EVAPORATORS. FLASKS HAVE A HEAVY WALL FOR VACUUM APPLICATIONS AND ARE BALANCED TO PREVENT RUN-OUT DURING ROTATION. |  |  |  | 10 | 10 | 16 | 0.9259 | CF | EA |  |  |  | 6 | 540 3 | US | 1 |  | 0 | STND | 30 | AF | IN | IN | IN | LN | WD | HT | P |  |  | O | O | O | O
GS-07F-238AA | CG-1512-57 | CHEMGLASS | EVAPORATION FLASK 14/20 OJ 100ML | CG-1512-57 | EVAPORATION FLASK 14/20 OJ 100ML | 100 ML GLASS EVAPORATION FLASK, SINGLE NECK, 14/20 OUTER JOINT. EVAPORATING FLASK FOR USE WITH ROTARY EVAPORATORS. FLASKS HAVE A HEAVY WALL FOR VACUUM APPLICATIONS AND ARE BALANCED TO PREVENT RUN-OUT DURING ROTATION. |  |  |  | 10 | 10 | 16 | 0.9259 | CF | EA |  |  |  | 6 | 540 3 | US | 1 |  | 0 | STND | 30 | AF | IN | IN | IN | LN | WD | HT | P |  |  | O | O | O | O
GS-07F-238AA | CG-1512-58 | CHEMGLASS | EVAPORATION FLASK 19/22 OJ 100ML | CG-1512-58 | EVAPORATION FLASK 19/22 OJ 100ML | 100 ML GLASS EVAPORATION FLASK, SINGLE NECK, 19/22 OUTER JOINT. EVAPORATING FLASK FOR USE WITH ROTARY EVAPORATORS. FLASKS HAVE A HEAVY WALL FOR VACUUM APPLICATIONS AND ARE BALANCED TO PREVENT RUN-OUT DURING ROTATION. |  |  |  | 10 | 10 | 16 | 0.9259 | CF | EA |  |  |  | 6 | 540 3 | US | 1 |  | 0 | STND | 30 | AF | IN | IN | IN | LN | WD | HT | P |  |  | O | O | O | O
GS-07F-238AA | CG-1512-59 | CHEMGLASS | EVAPORATION FLASK 14/20 OJ 200ML | CG-1512-59 | EVAPORATION FLASK 14/20 OJ 200ML | 200 ML GLASS EVAPORATION FLASK, PACK OF 2, SINGLE NECK, 14/20 OUTER JOINT. EVAPORATING FLASK FOR USE WITH ROTARY EVAPORATORS. FLASKS HAVE A HEAVY WALL FOR VACUUM APPLICATIONS AND ARE BALANCED TO PREVENT RUN-OUT DURING ROTATION. |  |  |  | 10 | 10 | 16 | 0.9259 | CF | EA |  |  |  | 6 | 540 3 | US | 1 |  | 0 | STND | 30 | AF | IN | IN | IN | LN | WD | HT | P |  |  | O | O | O | O
GS-07F-238AA | CG-1512-60 | CHEMGLASS | EVAPORATION FLASK 19/22 OJ 200ML | CG-1512-60 | EVAPORATION FLASK 19/22 OJ 200ML | 200 ML GLASS EVAPORATION FLASK, PACK OF 2, SINGLE NECK, 19/22 OUTER JOINT. EVAPORATING FLASK FOR USE WITH ROTARY EVAPORATORS. FLASKS HAVE A HEAVY WALL FOR VACUUM APPLICATIONS AND ARE BALANCED TO PREVENT RUN-OUT DURING ROTATION. |  |  |  | 10 | 10 | 16 | 0.9259 | CF | EA |  |  |  | 6 | 540 3 | US | 1 |  | 0 | STND | 30 | AF | IN | IN | IN | LN | WD | HT | P |  |  | O | O | O | O
GS-07F-238AA | CG-1512-A-01 | CHEMGLASS | EVAPORATION FLASK APOLLO 14/20 OJ 25ML | CG-1512-A-01 | EVAPORATION FLASK APOLLO LOW PROFILE 14/20 OJ 25ML | HEAVY WALL SINGLE NECK FLASK WITH A STANDARD TAPER OUTER JOINT. LOW PROFILE DESIGN ALLOWS THE FLASK TO SIT UPRIGHT ON THE BENCH AND ALSO PERMITS EASY ACCESS OF PRODUCTS WITH A SPATULA OR POLICEMAN. | THE FLASK CONTOUR IS EXCELLENT FOR CONTROLLED EVAPORATION OF FOAMING SOLVENTS DURING ROTARY EVAPORATION. |  |  | 10 | 10 | 16 | 0.9259 | CF | EA |  |  |  | 6 | 540 3 | US | 1 |  | 0 | STND | 30 | AF | IN | IN | IN | LN | WD | HT | P |  |  | O | O | O | O
GS-07F-238AA | CG-1512-A-02 | CHEMGLASS | EVAPORATION FLASK APOLLO 14/20 OJ 50ML | CG-1512-A-02 | EVAPORATION FLASK APOLLO LOW PROFILE 14/20 OJ 50ML | HEAVY WALL SINGLE NECK FLASK WITH A STANDARD TAPER OUTER JOINT. LOW PROFILE DESIGN ALLOWS THE FLASK TO SIT UPRIGHT ON THE BENCH AND ALSO PERMITS EASY ACCESS OF PRODUCTS WITH A SPATULA OR POLICEMAN. | THE FLASK CONTOUR IS EXCELLENT FOR CONTROLLED EVAPORATION OF FOAMING SOLVENTS DURING ROTARY EVAPORATION. |  |  | 10 | 10 | 16 | 0.9259 | CF | EA |  |  |  | 6 | 540 3 | US | 1 |  | 0 | STND | 30 | AF | IN | IN | IN | LN | WD | HT | P |  |  | O | O | O | O
GS-07F-238AA | CG-1512-A-03 | CHEMGLASS | EVAPORATION FLASK APOLLO 14/20 OJ 100ML | CG-1512-A-03 | EVAPORATION FLASK APOLLO LOW PROFILE 14/20 OJ 100ML | HEAVY WALL SINGLE NECK FLASK WITH A STANDARD TAPER OUTER JOINT. LOW PROFILE DESIGN ALLOWS THE FLASK TO SIT UPRIGHT ON THE BENCH AND ALSO PERMITS EASY ACCESS OF PRODUCTS WITH A SPATULA OR POLICEMAN. | THE FLASK CONTOUR IS EXCELLENT FOR CONTROLLED EVAPORATION OF FOAMING SOLVENTS DURING ROTARY EVAPORATION. |  |  | 10 | 10 | 16 | 0.9259 | CF | EA |  |  |  | 6 | 540 3 | US | 1 |  | 0 | STND | 30 | AF | IN | IN | IN | LN | WD | HT | P |  |  | O | O | O | O
GS-07F-238AA | CG-1512-A-04 | CHEMGLASS | EVAPORATION FLASK APOLLO 24/40 OJ 100ML | CG-1512-A-04 | EVAPORATION FLASK APOLLO LOW PROFILE 24/40 OJ 100ML | HEAVY WALL SINGLE NECK FLASK WITH A STANDARD TAPER OUTER JOINT. LOW PROFILE DESIGN ALLOWS THE FLASK TO SIT UPRIGHT ON THE BENCH AND ALSO PERMITS EASY ACCESS OF PRODUCTS WITH A SPATULA OR POLICEMAN. | THE FLASK CONTOUR IS EXCELLENT FOR CONTROLLED EVAPORATION OF FOAMING SOLVENTS DURING ROTARY EVAPORATION. |  |  | 10 | 10 | 16 | 0.9259 | CF | EA |  |  |  | 6 | 540 3 | US | 1 |  | 0 | STND | 30 | AF | IN | IN | IN | LN | WD | HT | P |  |  | O | O | O | O
GS-07F-238AA | CG-1512-A-05 | CHEMGLASS | EVAPORATION FLASK APOLLO 14/20 OJ 250ML | CG-1512-A-05 | EVAPORATION FLASK APOLLO LOW PROFILE 14/20 OJ 250ML | HEAVY WALL SINGLE NECK FLASK WITH A STANDARD TAPER OUTER JOINT. LOW PROFILE DESIGN ALLOWS THE FLASK TO SIT UPRIGHT ON THE BENCH AND ALSO PERMITS EASY ACCESS OF PRODUCTS WITH A SPATULA OR POLICEMAN. | THE FLASK CONTOUR IS EXCELLENT FOR CONTROLLED EVAPORATION OF FOAMING SOLVENTS DURING ROTARY EVAPORATION. |  |  | 10 | 10 | 16 | 0.9259 | CF | EA |  |  |  | 3 | 540 3 | US | 1 |  | 0 | STND | 30 | AF | IN | IN | IN | LN | WD | HT | P |  |  | O | O | O | O
GS-07F-238AA | CG-1512-A-06 | CHEMGLASS | EVAPORATION FLASK APOLLO 24/40 OJ 250ML | CG-1512-A-06 | EVAPORATION FLASK APOLLO LOW PROFILE 24/40 OJ 250ML | HEAVY WALL SINGLE NECK FLASK WITH A STANDARD TAPER OUTER JOINT. LOW PROFILE DESIGN ALLOWS THE FLASK TO SIT UPRIGHT ON THE BENCH AND ALSO PERMITS EASY ACCESS OF PRODUCTS WITH A SPATULA OR POLICEMAN. | THE FLASK CONTOUR IS EXCELLENT FOR CONTROLLED EVAPORATION OF FOAMING SOLVENTS DURING ROTARY EVAPORATION. |  |  | 10 | 10 | 16 | 0.9259 | CF | EA |  |  |  | 3 | 540 3 | US | 1 |  | 0 | STND | 30 | AF | IN | IN | IN | LN | WD | HT | P |  |  | O | O | O | O
GS-07F-238AA | CG-1512-P-01 | CHEMGLASS | EVAPORATION FLASK 24/40 OJ COATED 50ML | CG-1512-P-01 | EVAPORATION FLASK 24/40 OJ PLASTIC COATED 50ML | SIMILAR TO CG-1512, BUT PLASTIC COATED TO PREVENT INJURY FROM BROKEN GLASS, AND ALSO PREVENTS SPILLAGE OF HAZARDOUS MATERIALS. EVAPORATING FLASK FOR USE WITH ROTARY EVAPORATORS. FLASKS HAVE A HEAVY WALL FOR VACUUM APPLICATIONS AND ARE BALANCED |  |  |  | 10 | 10 | 16 | 0.9259 | CF | EA |  |  |  | 3 | 540 3 | US | 1 |  | 0 | STND | 30 | AF | IN | IN | IN | LN | WD | HT | P |  |  | O | O | O | O
GS-07F-238AA | CG-1512-P-03 | CHEMGLASS | EVAPORATION FLASK 24/40 OJ COATED 100ML | CG-1512-P-03 | EVAPORATION FLASK 24/40 OJ PLASTIC COATED 100ML | SIMILAR TO CG-1512, BUT PLASTIC COATED TO PREVENT INJURY FROM BROKEN GLASS, AND ALSO PREVENTS SPILLAGE OF HAZARDOUS MATERIALS. EVAPORATING FLASK FOR USE WITH ROTARY EVAPORATORS. FLASKS HAVE A HEAVY WALL FOR VACUUM APPLICATIONS AND ARE BALANCED |  |  |  | 10 | 10 | 16 | 0.9259 | CF | EA |  |  |  | 3 | 540 3 | US | 1 |  | 0 | STND | 30 | AF | IN | IN | IN | LN | WD | HT | P |  |  | O | O | O | O
GS-07F-238AA | CG-1512-P-05 | CHEMGLASS | EVAPORATION FLASK 24/40 OJ COATED 200ML | CG-1512-P-05 | EVAPORATION FLASK 24/40 OJ PLASTIC COATED 200ML | SIMILAR TO CG-1512, BUT PLASTIC COATED TO PREVENT INJURY FROM BROKEN GLASS, AND ALSO PREVENTS SPILLAGE OF HAZARDOUS MATERIALS. EVAPORATING FLASK FOR USE WITH ROTARY EVAPORATORS. FLASKS HAVE A HEAVY WALL FOR VACUUM APPLICATIONS AND ARE BALANCED |  |  |  | 10 | 10 | 16 | 0.9259 | CF | EA |  |  |  | 3 | 540 3 | US | 1 |  | 0 | STND | 30 | AF | IN | IN | IN | LN | WD | HT | P |  |  | O | O | O | O
GS-07F-238AA | CG-1512-P-07 | CHEMGLASS | EVAPORATION FLASK 24/40 OJ COATED 500ML | CG-1512-P-07 | EVAPORATION FLASK 24/40 OJ PLASTIC COATED 500ML | SIMILAR TO CG-1512, BUT PLASTIC COATED TO PREVENT INJURY FROM BROKEN GLASS, AND ALSO PREVENTS SPILLAGE OF HAZARDOUS MATERIALS. EVAPORATING FLASK FOR USE WITH ROTARY EVAPORATORS. FLASKS HAVE A HEAVY WALL FOR VACUUM APPLICATIONS AND ARE BALANCED |  |  |  | 10 | 10 | 16 | 0.9259 | CF | EA |  |  |  | 3 | 540 3 | US | 1 |  | 0 | STND | 30 | AF | IN | IN | IN | LN | WD | HT | P |  |  | O | O | O | O
GS-07F-238AA | CG-1512-P-09 | CHEMGLASS | EVAPORATION FLASK 24/40 COATED 1000ML | CG-1512-P-09 | EVAPORATION FLASK 24/40 OJ PLASTIC COATED 1000ML | SIMILAR TO CG-1512, BUT PLASTIC COATED TO PREVENT INJURY FROM BROKEN GLASS, AND ALSO PREVENTS SPILLAGE OF HAZARDOUS MATERIALS. EVAPORATING FLASK FOR USE WITH ROTARY EVAPORATORS. FLASKS HAVE A HEAVY WALL FOR VACUUM APPLICATIONS AND ARE BALANCED |  |  |  | 10 | 10 | 16 | 0.9259 | CF | EA |  |  |  | 3 | 540 3 | US | 1 |  | 0 | STND | 30 | AF | IN | IN | IN | LN | WD | HT | P |  |  | O | O | O | O
GS-07F-238AA | CG-1512-P-35 | CHEMGLASS | EVAPORATION FLASK 24/40 COATED 2000ML | CG-1512-P-35 | EVAPORATION FLASK 24/40 OJ PLASTIC COATED 2000ML | SIMILAR TO CG-1512, BUT PLASTIC COATED TO PREVENT INJURY FROM BROKEN GLASS, AND ALSO PREVENTS SPILLAGE OF HAZARDOUS MATERIALS. EVAPORATING FLASK FOR USE WITH ROTARY EVAPORATORS. FLASKS HAVE A HEAVY WALL FOR VACUUM APPLICATIONS AND ARE BALANCED |  |  |  | 10 | 10 | 16 | 0.9259 | CF | EA |  |  |  | 4 | 540 3 | US | 1 |  | 0 | STND | 30 | AF | IN | IN | IN | LN | WD | HT | P |  |  | O | O | O | O
GS-07F-238AA | CG-1600-01 | CHEMGLASS | VOL FLASK CLASS A, STOPPERSTOPPER 5ML | CG-1600-01 | VOLUMETRIC FLASK CLASS A, #9 STPPR 5ML | FLASKS ARE MANUFACTURED TO CONFORM TO FEDERAL SPECIFICATIONS NNN-F-289 FOR TYPE 1, CLASS A UNSTERILIZED FLASKS AND ASTM E-288. SUPPLIED COMPLETE WITH ONE SOLID GLASS #9 PENNYHEAD STOPPER. |  |  |  | 10 | 10 | 16 | 0.9259 | CF | EA |  |  |  | 6 | 540 3 | US | 1 |  | 0 | STND | 30 | AF | IN | IN | IN | LN | WD | HT | P |  |  | O | O | O | O
GS-07F-238AA | CG-1600-02 | CHEMGLASS | VOL FLASK CLASS A, STOPPERSTOPPER 10ML | CG-1600-02 | VOLUMETRIC FLASK CLASS A, #9 STPPR 10ML | FLASKS ARE MANUFACTURED TO CONFORM TO FEDERAL SPECIFICATIONS NNN-F-289 FOR TYPE 1, CLASS A UNSTERILIZED FLASKS AND ASTM E-288. EACH FLASK COMES WITH A SOLID GLASS #9 PENNYHEAD STOPPER. |  |  |  | 10 | 10 | 16 | 0.9259 | CF | EA |  |  |  | 6 | 540 3 | US | 1 |  | 0 | STND | 30 | AF | IN | IN | IN | LN | WD | HT | P |  |  | O | O | O | O
GS-07F-238AA | CG-1600-03 | CHEMGLASS | VOL FLASK CLASS A, STOPPERSTOPPER 25ML | CG-1600-03 | VOLUMETRIC FLASK CLASS A, #9 STPPR 25ML | FLASKS ARE MANUFACTURED TO CONFORM TO FEDERAL SPECIFICATIONS NNN-F-289 FOR TYPE 1, CLASS A UNSTERILIZED FLASKS AND ASTM E-288. EACH FLASK COMES WITH A SOLID GLASS #9 PENNYHEAD STOPPER. |  |  |  | 10 | 10 | 16 | 0.9259 | CF | EA |  |  |  | 6 | 540 3 | US | 1 |  | 0 | STND | 30 | AF | IN | IN | IN | LN | WD | HT | P |  |  | O | O | O | O
GS-07F-238AA | CG-1600-04 | CHEMGLASS | VOL FLASK CLASS A, STOPPERSTOPPER 50ML | CG-1600-04 | VOLUMETRIC FLASK CLASS A, #9 STPPR 50ML | FLASKS ARE MANUFACTURED TO CONFORM TO FEDERAL SPECIFICATIONS NNN-F-289 FOR TYPE 1, CLASS A UNSTERILIZED FLASKS AND ASTM E-288. EACH FLASK COMES WITH A SOLID GLASS #9 PENNYHEAD STOPPER. |  |  |  | 10 | 10 | 16 | 0.9259 | CF | EA |  |  |  | 6 | 540 3 | US | 1 |  | 0 | STND | 30 | AF | IN | IN | IN | LN | WD | HT | P |  |  | O | O | O | O
GS-07F-238AA | CG-1600-05 | CHEMGLASS | VOL FLASK CLASS A, STOPPER 100ML | CG-1600-05 | VOLUMETRIC FLASK CLASS A, #13 STPPR 100ML | FLASKS ARE MANUFACTURED TO CONFORM TO FEDERAL SPECIFICATIONS NNN-F-289 FOR TYPE 1, CLASS A UNSTERILIZED FLASKS AND ASTM E-288. EACH FLASK COMES WITH A SOLID GLASS #13 PENNYHEAD STOPPER. |  |  |  | 10 | 10 | 16 | 0.9259 | CF | EA |  |  |  | 6 | 540 3 | US | 1 |  | 0 | STND | 30 | AF | IN | IN | IN | LN | WD | HT | P |  |  | O | O | O | O
GS-07F-238AA | CG-1600-06 | CHEMGLASS | VOL FLASK CLASS A, STOPPER 200ML | CG-1600-06 | VOLUMETRIC FLASK CLASS A, #16 STPPR 200ML | FLASKS ARE MANUFACTURED TO CONFORM TO FEDERAL SPECIFICATIONS NNN-F-289 FOR TYPE 1, CLASS A UNSTERILIZED FLASKS AND ASTM E-288. SUPPLIED COMPLETE WITH ONE SOLID GLASS #16 PENNYHEAD STOPPER. |  |  |  | 10 | 10 | 16 | 0.9259 | CF | EA |  |  |  | 3 | 540 3 | US | 1 |  | 0 | STND | 30 | AF | IN | IN | IN | LN | WD | HT | P |  |  | O | O | O | O
GS-07F-238AA | CG-1600-07 | CHEMGLASS | VOL FLASK CLASS A, STOPPER 250ML | CG-1600-07 | VOLUMETRIC FLASK CLASS A, #16 STPPR 250ML | FLASKS ARE MANUFACTURED TO CONFORM TO FEDERAL SPECIFICATIONS NNN-F-289 FOR TYPE 1, CLASS A UNSTERILIZED FLASKS AND ASTM E-288. SUPPLIED COMPLETE WITH ONE SOLID GLASS #16 PENNYHEAD STOPPER. |  |  |  | 10 | 10 | 16 | 0.9259 | CF | EA |  |  |  | 3 | 540 3 | US | 1 |  | 0 | STND | 30 | AF | IN | IN | IN | LN | WD | HT | P |  |  | O | O | O | O
GS-07F-238AA | CG-1600-08 | CHEMGLASS | VOL FLASK CLASS A, STOPPER 500ML | CG-1600-08 | VOLUMETRIC FLASK CLASS A, #19 STPPR 500ML | FLASKS ARE MANUFACTURED TO CONFORM TO FEDERAL SPECIFICATIONS NNN-F-289 FOR TYPE 1, CLASS A UNSTERILIZED FLASKS AND ASTM E-288. SUPPLIED COMPLETE WITH ONE SOLID GLASS #19 PENNYHEAD STOPPER. |  |  |  | 10 | 10 | 16 | 0.9259 | CF | EA |  |  |  | 3 | 540 3 | US | 1 |  | 0 | STND | 30 | AF | IN | IN | IN | LN | WD | HT | P |  |  | O | O | O | O
GS-07F-238AA | CG-1600-09 | CHEMGLASS | VOL FLASK CLASS A, STOPPER 1000ML | CG-1600-09 | VOLUMETRIC FLASK CLASS A, #22 STPPR 1000ML | FLASKS ARE MANUFACTURED TO CONFORM TO FEDERAL SPECIFICATIONS NNN-F-289 FOR TYPE 1, CLASS A UNSTERILIZED FLASKS AND ASTM E-288. SUPPLIED COMPLETE WITH ONE SOLID GLASS #22 PENNYHEAD STOPPER. |  |  |  | 10 | 10 | 16 | 0.9259 | CF | EA |  |  |  | 4 | 540 3 | US | 1 |  | 0 | STND | 30 | AF | IN | IN | IN | LN | WD | HT | P |  |  | O | O | O | O
GS-07F-238AA | CG-1600-10 | CHEMGLASS | VOL FLASK CLASS A, STOPPER 2000ML | CG-1600-10 | VOLUMETRIC FLASK CLASS A, #27 STPPR 2000ML | FLASKS ARE MANUFACTURED TO CONFORM TO FEDERAL SPECIFICATIONS NNN-F-289 FOR TYPE 1, CLASS A UNSTERILIZED FLASKS AND ASTM E-288. SUPPLIED COMPLETE WITH ONE SOLID GLASS #27 PENNYHEAD STOPPER. |  |  |  | 10 | 10 | 16 | 0.9259 | CF | EA |  |  |  | 6 | 540 3 | US | 1 |  | 0 | STND | 30 | AF | IN | IN | IN | LN | WD | HT | P |  |  | O | O | O | O
GS-07F-238AA | CG-1601-01 | CHEMGLASS | VOL FLASK CLASS A, #9, MIX BULB 10ML | CG-1601-01 | VOLUMETRIC FLASK CLASS A, #9 STPPR, MIX BULB 10ML | SIMILAR TO CG-1600 FLASKS, BUT WITH THE ADDITION OF A MIXING BULB BETWEEN THE CALIBRATION LINE AND THE STOPPER. THE MIXING BULB CONTAINS APPROXIMATELY ONE TENTH OF THE FLASK CAPACITY AND AIDS IN THE MIXING OR DISSOLVING OF THE FLASK CONTENTS. | COMPLETE WITH ONE SOLID GLASS #9 PENNYHEAD STOPPER. |  |  | 10 | 10 | 16 | 0.9259 | CF | EA |  |  |  | 3 | 540 3 | US | 1 |  | 0 | STND | 30 | AF | IN | IN | IN | LN | WD | HT | P |  |  | O | O | O | O
GS-07F-238AA | CG-1601-02 | CHEMGLASS | VOL FLASK CLASS A, #9, MIX BULB 25ML | CG-1601-02 | VOLUMETRIC FLASK CLASS A, #9 STPPR, MIX BULB 25ML | SIMILAR TO CG-1600 FLASKS, BUT WITH THE ADDITION OF A MIXING BULB BETWEEN THE CALIBRATION LINE AND THE STOPPER. THE MIXING BULB CONTAINS APPROXIMATELY ONE TENTH OF THE FLASK CAPACITY AND AIDS IN THE MIXING OR DISSOLVING OF THE FLASK CONTENTS. | COMPLETE WITH ONE SOLID GLASS #9 PENNYHEAD STOPPER. |  |  | 10 | 10 | 16 | 0.9259 | CF | EA |  |  |  | 3 | 540 3 | US | 1 |  | 0 | STND | 30 | AF | IN | IN | IN | LN | WD | HT | P |  |  | O | O | O | O
GS-07F-238AA | CG-1601-03 | CHEMGLASS | VOL FLASK CLASS A, #9, MIX BULB 50ML | CG-1601-03 | VOLUMETRIC FLASK CLASS A, #9 STPPR, MIX BULB 50ML | SIMILAR TO CG-1600 FLASKS, BUT WITH THE ADDITION OF A MIXING BULB BETWEEN THE CALIBRATION LINE AND THE STOPPER. THE MIXING BULB CONTAINS APPROXIMATELY ONE TENTH OF THE FLASK CAPACITY AND AIDS IN THE MIXING OR DISSOLVING OF THE FLASK CONTENTS. | COMPLETE WITH ONE SOLID GLASS #9 PENNYHEAD STOPPER. |  |  | 10 | 10 | 16 | 0.9259 | CF | EA |  |  |  | 3 | 540 3 | US | 1 |  | 0 | STND | 30 | AF | IN | IN | IN | LN | WD | HT | P |  |  | O | O | O | O
GS-07F-238AA | CG-1601-04 | CHEMGLASS | VOL FLASK CLASS A, #13, MIX BULB 100ML | CG-1601-04 | VOLUMETRIC FLASK CLASS A, #13 STPPR, MIX BULB 100ML | SIMILAR TO CG-1600 FLASKS, BUT WITH THE ADDITION OF A MIXING BULB BETWEEN THE CALIBRATION LINE AND THE STOPPER. THE MIXING BULB CONTAINS APPROXIMATELY ONE TENTH OF THE FLASK CAPACITY AND AIDS IN THE MIXING OR DISSOLVING OF THE FLASK CONTENTS. | COMPLETE WITH ONE SOLID GLASS #13 PENNYHEAD STOPPER. |  |  | 10 | 10 | 16 | 0.9259 | CF | EA |  |  |  | 3 | 540 3 | US | 1 |  | 0 | STND | 30 | AF | IN | IN | IN | LN | WD | HT | P |  |  | O | O | O | O
GS-07F-238AA | CG-1601-05 | CHEMGLASS | VOL FLASK CLASS A, #13, MIX BULB 200ML | CG-1601-05 | VOLUMETRIC FLASK CLASS A, #13 STPPR, MIX BULB 200ML | SIMILAR TO CG-1600 FLASKS, BUT WITH THE ADDITION OF A MIXING BULB BETWEEN THE CALIBRATION LINE AND THE STOPPER. THE MIXING BULB CONTAINS APPROXIMATELY ONE TENTH OF THE FLASK CAPACITY AND AIDS IN THE MIXING OR DISSOLVING OF THE FLASK CONTENTS. | COMPLETE WITH ONE SOLID GLASS #13 PENNYHEAD STOPPER. |  |  | 10 | 10 | 16 | 0.9259 | CF | EA |  |  |  | 3 | 540 3 | US | 1 |  | 0 | STND | 30 | AF | IN | IN | IN | LN | WD | HT | P |  |  | O | O | O | O
GS-07F-238AA | CG-1601-06 | CHEMGLASS | VOL FLASK CLASS A, #16, MIX BULB 250ML | CG-1601-06 | VOLUMETRIC FLASK CLASS A, #16 STPPR, MIX BULB 250ML | SIMILAR TO CG-1600 FLASKS, BUT WITH THE ADDITION OF A MIXING BULB BETWEEN THE CALIBRATION LINE AND THE STOPPER. THE MIXING BULB CONTAINS APPROXIMATELY ONE TENTH OF THE FLASK CAPACITY AND AIDS IN THE MIXING OR DISSOLVING OF THE FLASK CONTENTS. | COMPLETE WITH ONE SOLID GLASS #16 PENNYHEAD STOPPER. |  |  | 10 | 10 | 16 | 0.9259 | CF | EA |  |  |  | 3 | 540 3 | US | 1 |  | 0 | STND | 30 | AF | IN | IN | IN | LN | WD | HT | P |  |  | O | O | O | O
GS-07F-238AA | CG-1601-07 | CHEMGLASS | VOL FLASK CLASS A, #19, MIX BULB 500ML | CG-1601-07 | VOLUMETRIC FLASK CLASS A, #19 STPPR, MIX BULB 500ML | SIMILAR TO CG-1600 FLASKS, BUT WITH THE ADDITION OF A MIXING BULB BETWEEN THE CALIBRATION LINE AND THE STOPPER. THE MIXING BULB CONTAINS APPROXIMATELY ONE TENTH OF THE FLASK CAPACITY AND AIDS IN THE MIXING OR DISSOLVING OF THE FLASK CONTENTS. | COMPLETE WITH ONE SOLID GLASS #19 PENNYHEAD STOPPER. |  |  | 10 | 10 | 16 | 0.9259 | CF | EA |  |  |  | 3 | 540 3 | US | 1 |  | 0 | STND | 30 | AF | IN | IN | IN | LN | WD | HT | P |  |  | O | O | O | O
GS-07F-238AA | CG-1601-08 | CHEMGLASS | VOL FLASK CLASS A, #22, MIX BULB 1000ML | CG-1601-08 | VOLUMETRIC FLASK CLASS A, #22 STPPR, MIX BULB 1000ML | SIMILAR TO CG-1600 FLASKS, BUT WITH THE ADDITION OF A MIXING BULB BETWEEN THE CALIBRATION LINE AND THE STOPPER. THE MIXING BULB CONTAINS APPROXIMATELY ONE TENTH OF THE FLASK CAPACITY AND AIDS IN THE MIXING OR DISSOLVING OF THE FLASK CONTENTS. | COMPLETE WITH ONE SOLID GLASS #22 PENNYHEAD STOPPER. |  |  | 10 | 10 | 16 | 0.9259 | CF | EA |  |  |  | 4 | 540 3 | US | 1 |  | 0 | STND | 30 | AF | IN | IN | IN | LN | WD | HT | P |  |  | O | O | O | O
GS-07F-238AA | CG-1601-09 | CHEMGLASS | VOL FLASK CLASS A, #27, MIX BULB 2000ML | CG-1601-09 | VOLUMETRIC FLASK CLASS A, #27 STPPR, MIX BULB 2000ML | SIMILAR TO CG-1600 FLASKS, BUT WITH THE ADDITION OF A MIXING BULB BETWEEN THE CALIBRATION LINE AND THE STOPPER. THE MIXING BULB CONTAINS APPROXIMATELY ONE TENTH OF THE FLASK CAPACITY AND AIDS IN THE MIXING OR DISSOLVING OF THE FLASK CONTENTS. | COMPLETE WITH ONE SOLID GLASS #27 PENNYHEAD STOPPER. |  |  | 10 | 10 | 16 | 0.9259 | CF | EA |  |  |  | 12 | 540 3 | US | 1 |  | 0 | STND | 30 | AF | IN | IN | IN | LN | WD | HT | P |  |  | O | O | O | O
GS-07F-238AA | CG-1602-01 | CHEMGLASS | 5ML VOL FLASK CLASS A, POLY STOPPER | CG-1602-01 | 5ML VOLUMETRIC FLASK CLASS A, #9 POLY STPPR | APPROX. 96MM HEIGHT FLASK, VOLUMETRIC, CLASS A, WITH CLOSED BOTTOM POLYETHYLENE STOPPER. FLASKS ARE MANUFACTURED TO CONFORM TO FEDERAL SPECIFICATIONS NNN-F-289 FOR TYPE 1, CLASS A UNSERIALIZED FLASKS AND ASTM E-288. FITS A SIZE #9 STOPPER, INCLUDED. |  |  |  | 10 | 10 | 16 | 0.9259 | CF | EA |  |  |  | 6 | 540 3 | US | 1 |  | 0 | STND | 30 | AF | IN | IN | IN | LN | WD | HT | P |  |  | O | O | O | O
GS-07F-238AA | CG-1602-02 | CHEMGLASS | 10ML VOL FLASK CLASS A, POLY STOPPER | CG-1602-02 | 10ML VOLUMETRIC FLASK CLASS A, #9 POLY STPPR | APPROX. 101MM HEIGHT FLASK, VOLUMETRIC, CLASS A, WITH CLOSED BOTTOM POLYETHYLENE STOPPER. FLASKS ARE MANUFACTURED TO CONFORM TO FEDERAL SPECIFICATIONS NNN-F-289 FOR TYPE 1, CLASS A UNSERIALIZED FLASKS AND ASTM E-288. FITS A SIZE #9 STOPPER, INCLUDED |  |  |  | 10 | 10 | 16 | 0.9259 | CF | EA |  |  |  | 6 | 540 3 | US | 1 |  | 0 | STND | 30 | AF | IN | IN | IN | LN | WD | HT | P |  |  | O | O | O | O
GS-07F-238AA | CG-1602-03 | CHEMGLASS | 25ML VOL FLASK CLASS A, POLY STOPPER | CG-1602-03 | 25ML VOLUMETRIC FLASK CLASS A, #9 POLY STPPR | APPROX. 128MM HEIGHT FLASK, VOLUMETRIC, CLASS A, WITH CLOSED BOTTOM POLYETHYLENE STOPPER. FLASKS ARE MANUFACTURED TO CONFORM TO FEDERAL SPECIFICATIONS NNN-F-289 FOR TYPE 1, CLASS A UNSERIALIZED FLASKS AND ASTM E-288. FITS A SIZE #9 STOPPER, INCLUDED |  |  |  | 10 | 10 | 16 | 0.9259 | CF | EA |  |  |  | 6 | 540 3 | US | 1 |  | 0 | STND | 30 | AF | IN | IN | IN | LN | WD | HT | P |  |  | O | O | O | O
GS-07F-238AA | CG-1602-04 | CHEMGLASS | 50ML VOL FLASK CLASS A, POLY STOPPER | CG-1602-04 | 50ML VOLUMETRIC FLASK CLASS A, #9 POLY STPPR | APPROX. 131MM HEIGHT FLASK, VOLUMETRIC, CLASS A, WITH CLOSED BOTTOM POLYETHYLENE STOPPER. FLASKS ARE MANUFACTURED TO CONFORM TO FEDERAL SPECIFICATIONS NNN-F-289 FOR TYPE 1, CLASS A UNSERIALIZED FLASKS AND ASTM E-288. FITS A SIZE #9 STOPPER, INCLUDED |  |  |  | 10 | 10 | 16 | 0.9259 | CF | EA |  |  |  | 6 | 540 3 | US | 1 |  | 0 | STND | 30 | AF | IN | IN | IN | LN | WD | HT | P |  |  | O | O | O | O
GS-07F-238AA | CG-1602-05 | CHEMGLASS | 100ML VOL FLASK CLASS A, STOPPER | CG-1602-05 | 100ML VOLUMETRIC FLASK CLASS A, #13 POLY STPPR | APPROX. 148MM HEIGHT FLASK, VOLUMETRIC, CLASS A, WITH CLOSED BOTTOM POLY STOPPER. FLASKS ARE MANUFACTURED TO CONFORM TO FEDERAL SPECIFICATIONS NNN-F-289 FOR TYPE 1, CLASS A UNSERIALIZED FLASKS AND ASTM E-288. FITS A SIZE #16 STOPPER, INCLUDED |  |  |  | 10 | 10 | 16 | 0.9259 | CF | EA |  |  |  | 6 | 540 3 | US | 1 |  | 0 | STND | 30 | AF | IN | IN | IN | LN | WD | HT | P |  |  | O | O | O | O
GS-07F-238AA | CG-1602-06 | CHEMGLASS | 200ML VOL FLASK CLASS A, STOPPER | CG-1602-06 | 200ML VOLUMETRIC FLASK CLASS A, #16 POLY STPPR | APPROX. 180MM HEIGHT FLASK, VOLUMETRIC, CLASS A, WITH CLOSED BOTTOM STOPPER. FLASKS ARE MANUFACTURED TO CONFORM TO FEDERAL SPECIFICATIONS NNN-F-289 FOR TYPE 1, CLASS A UNSERIALIZED FLASKS AND ASTM E-288. FITS A SIZE #16 STOPPER, INCLUDED |  |  |  | 10 | 10 | 16 | 0.9259 | CF | EA |  |  |  | 6 | 540 3 | US | 1 |  | 0 | STND | 30 | AF | IN | IN | IN | LN | WD | HT | P |  |  | O | O | O | O
GS-07F-238AA | CG-1602-07 | CHEMGLASS | 250ML VOL FLASK CLASS A, STOPPER | CG-1602-07 | 250ML VOLUMETRIC FLASK CLASS A, #16 POLY STPPR | APPROX. 175MM HEIGHT FLASK, VOLUMETRIC, CLASS A, WITH CLOSED BOTTOM POLY STOPPER. FLASKS ARE MANUFACTURED TO CONFORM TO FEDERAL SPECIFICATIONS NNN-F-289 FOR TYPE 1, CLASS A UNSERIALIZED FLASKS AND ASTM E-288. FITS A SIZE #16 STOPPER, INCLUDED |  |  |  | 10 | 10 | 16 | 0.9259 | CF | EA |  |  |  | 6 | 540 3 | US | 1 |  | 0 | STND | 30 | AF | IN | IN | IN | LN | WD | HT | P |  |  | O | O | O | O
GS-07F-238AA | CG-1602-08 | CHEMGLASS | 500ML VOL FLASK CLASS A, STOPPER | CG-1602-08 | 500ML VOLUMETRIC FLASK CLASS A, #19 POLY STPPR | APPROX. 250MM FLASK, VOLUMETRIC, CLASS A, WITH CLOSED BOTTOM POLYETHYLENE STOPPER. FLASKS ARE MANUFACTURED TO CONFORM TO FEDERAL SPECIFICATIONS NNN-F-289 FOR TYPE 1, CLASS A UNSERIALIZED FLASKS AND ASTM E-288. FITS A SIZE #19 STOPPER, INCLUDED. |  |  |  | 10 | 10 | 16 | 0.9259 | CF | EA |  |  |  | 3 | 540 3 | US | 1 |  | 0 | STND | 30 | AF | IN | IN | IN | LN | WD | HT | P |  |  | O | O | O | O
GS-07F-238AA | CG-1602-09 | CHEMGLASS | 1000ML VOL FLASK CLASS A, STOPPER | CG-1602-09 | 1000ML VOLUMETRIC FLASK CLASS A, #22 POLY STPPR | APPROX. 275MM HEIGHT FLASK, VOLUMETRIC, CLASS A, WITH CLOSED BOTTOM POLYETHYLENE STOPPER. FLASKS ARE MANUFACTURED TO CONFORM TO FEDERAL SPECIFICATIONS NNN-F-289 FOR TYPE 1, CLASS A UNSERIALIZED FLASKS AND ASTM E-288. FITS A SIZE #22 STOPPER, INCLUDED |  |  |  | 10 | 10 | 16 | 0.9259 | CF | EA |  |  |  | 9 | 540 3 | US | 1 |  | 0 | STND | 30 | AF | IN | IN | IN | LN | WD | HT | P |  |  | O | O | O | O
GS-07F-238AA | CG-1602-10 | CHEMGLASS | 2000ML VOL FLASK CLASS A, STOPPER | CG-1602-10 | 2000ML VOLUMETRIC FLASK CLASS A, #27 POLY STPPR | APPROX. 350MM HEIGHT FLASK, VOLUMETRIC, CLASS A, WITH CLOSED BOTTOM POLYETHYLENE STOPPER. FLASKS ARE MANUFACTURED TO CONFORM TO FEDERAL SPECIFICATIONS NNN-F-289 FOR TYPE 1, CLASS A UNSERIALIZED FLASKS AND ASTM E-288. FITS A SIZE #27 STOPPER, INCLUDED |  |  |  | 10 | 10 | 16 | 0.9259 | CF | EA |  |  |  | 6 | 540 3 | US | 1 |  | 0 | STND | 30 | AF | IN | IN | IN | LN | WD | HT | P |  |  | O | O | O | O
GS-07F-238AA | CG-1602-20 | CHEMGLASS | 5000ML VOL FLASK CLASS A, POLY STOPPER | CG-1602-20 | 5000ML VOLUMETRIC FLASK CLASS A, #34/35 POLY STPPR | APPROX. 380MM HEIGHT FLASK, VOLUMETRIC, CLASS A, WITH CLOSED BOTTOM POLYETHYLENE STOPPER. FLASKS ARE MANUFACTURED TO CONFORM TO FEDERAL SPECIFICATIONS NNN-F-289 FOR TYPE 1, CLASS A UNSERIALIZED FLASKS AND ASTM E-288. | MEETS ISO 1042, DIN 12664 CLASS A FLASKS AND IS A DURAN PRODUCT. FITS A SIZE #34/35 STOPPER, INCLUDED. |  |  | 10 | 10 | 16 | 0.9259 | CF | EA |  |  |  | 5.6 | 540 3 | US | 1 |  | 0 | STND | 30 | AF | IN | IN | IN | LN | WD | HT | P |  |  | O | O | O | O
GS-07F-238AA | CG-1615-05 | CHEMGLASS | 5ML VOL FLASK HEAVY CLASS A, STOPPER | CG-1615-05 | 5ML VOLUMETRIC FLASK HEAVY CLASS A W/ GLASS STOPPER | APPROX 96MM HEIGHT WITH STOPPER. WIDE MOUTH DESIGN FACILITATES MIXING, ACCESS, SAMPLING, FILLING. FILLING. UNIQUE FLAT BOTTOM INTERIOR PERMITS THE USE OF A STANDARD STIR BAR. LARGE PERMANENT WHITE LETTERS MAKE THE CAPACITY CLEARLY VISIBLE. | CALIBRATED "TO CONTAIN" AT CLASS A TOLERANCES, PER ASTM E288 SPECIFICATIONS. |  |  | 10 | 10 | 16 | 0.9259 | CF | EA |  |  |  | 6 | 540 3 | US | 1 |  | 0 | STND | 30 | AF | IN | IN | IN | LN | WD | HT | P |  |  | O | O | O | O
GS-07F-238AA | CG-1615-10 | CHEMGLASS | 10ML VOL FLASK HEAVY CLASS A, STOPPER | CG-1615-10 | 10ML VOLUMETRIC FLASK HEAVY CLASS A W/ GLASS STOPPER | APPROX 101MM HEIGHT WITH STOPPER. WIDE MOUTH DESIGN FACILITATES MIXING, ACCESS, SAMPLING, FILLING. FILLING. UNIQUE FLAT BOTTOM INTERIOR PERMITS THE USE OF A STANDARD STIR BAR. LARGE PERMANENT WHITE LETTERS MAKE THE CAPACITY CLEARLY VISIBLE. | CALIBRATED "TO CONTAIN" AT CLASS A TOLERANCES, PER ASTM E288 SPECIFICATIONS. |  |  | 10 | 10 | 16 | 0.9259 | CF | EA |  |  |  | 6 | 540 3 | US | 1 |  | 0 | STND | 30 | AF | IN | IN | IN | LN | WD | HT | P |  |  | O | O | O | O
GS-07F-238AA | CG-1615-100 | CHEMGLASS | 100ML VOL FLASK HEAVY CLASS A, STOPPER | CG-1615-100 | 100ML VOLUMETRIC FLASK HEAVY CLASS A W/ GLASS STOPPER | APPROX 180MM HEIGHT WITH STOPPER. WIDE MOUTH DESIGN FACILITATES MIXING, ACCESS, SAMPLING, FILLING. FILLING. UNIQUE FLAT BOTTOM INTERIOR PERMITS THE USE OF A STANDARD STIR BAR. LARGE PERMANENT WHITE LETTERS MAKE THE CAPACITY CLEARLY VISIBLE. | CALIBRATED "TO CONTAIN" AT CLASS A TOLERANCES, PER ASTM E288 SPECIFICATIONS. |  |  | 10 | 10 | 16 | 0.9259 | CF | EA |  |  |  | 3 | 540 3 | US | 1 |  | 0 | STND | 30 | AF | IN | IN | IN | LN | WD | HT | P |  |  | O | O | O | O
GS-07F-238AA | CG-1615-1L | CHEMGLASS | 1000ML VOL FLASK HEAVY CLASS A, STOPPER | CG-1615-1L | 1000ML VOLUMETRIC FLASK HEAVY CLASS A W/ GLASS STOPPER | APPROX 350MM HEIGHT WITH STOPPER. WIDE MOUTH DESIGN FACILITATES MIXING, ACCESS, SAMPLING, FILLING. FILLING. UNIQUE FLAT BOTTOM INTERIOR PERMITS THE USE OF A STANDARD STIR BAR. LARGE PERMANENT WHITE LETTERS MAKE THE CAPACITY CLEARLY VISIBLE. | CALIBRATED "TO CONTAIN" AT CLASS A TOLERANCES, PER ASTM E288 SPECIFICATIONS. |  |  | 10 | 10 | 16 | 0.9259 | CF | EA |  |  |  | 9 | 540 3 | US | 1 |  | 0 | STND | 30 | AF | IN | IN | IN | LN | WD | HT | P |  |  | O | O | O | O
GS-07F-238AA | CG-1615-20 | CHEMGLASS | 20ML VOL FLASK HEAVY CLASS A, STOPPER | CG-1615-20 | 20ML VOLUMETRIC FLASK HEAVY CLASS A W/ GLASS STOPPER | APPROX 128MM HEIGHT WITH STOPPER. WIDE MOUTH DESIGN FACILITATES MIXING, ACCESS, SAMPLING, FILLING. FILLING. UNIQUE FLAT BOTTOM INTERIOR PERMITS THE USE OF A STANDARD STIR BAR. LARGE PERMANENT WHITE LETTERS MAKE THE CAPACITY CLEARLY VISIBLE. | CALIBRATED "TO CONTAIN" AT CLASS A TOLERANCES, PER ASTM E288 SPECIFICATIONS. |  |  | 10 | 10 | 16 | 0.9259 | CF | EA |  |  |  | 6 | 540 3 | US | 1 |  | 0 | STND | 30 | AF | IN | IN | IN | LN | WD | HT | P |  |  | O | O | O | O
GS-07F-238AA | CG-1615-200 | CHEMGLASS | 200ML VOL FLASK HEAVY CLASS A, STOPPER | CG-1615-200 | 200ML VOLUMETRIC FLASK HEAVY CLASS A W/ GLASS STOPPER | APPROX 175MM HEIGHT WITH STOPPER. WIDE MOUTH DESIGN FACILITATES MIXING, ACCESS, SAMPLING, FILLING. FILLING. UNIQUE FLAT BOTTOM INTERIOR PERMITS THE USE OF A STANDARD STIR BAR. LARGE PERMANENT WHITE LETTERS MAKE THE CAPACITY CLEARLY VISIBLE. | CALIBRATED "TO CONTAIN" AT CLASS A TOLERANCES, PER ASTM E288 SPECIFICATIONS. |  |  | 10 | 10 | 16 | 0.9259 | CF | EA |  |  |  | 3 | 540 3 | US | 1 |  | 0 | STND | 30 | AF | IN | IN | IN | LN | WD | HT | P |  |  | O | O | O | O
GS-07F-238AA | CG-1615-25 | CHEMGLASS | 25ML VOL FLASK HEAVY CLASS A, STOPPER | CG-1615-25 | 25ML VOLUMETRIC FLASK HEAVY CLASS A W/ GLASS STOPPER | APPROX 131MM HEIGHT WITH STOPPER. WIDE MOUTH DESIGN FACILITATES MIXING, ACCESS, SAMPLING, FILLING. FILLING. UNIQUE FLAT BOTTOM INTERIOR PERMITS THE USE OF A STANDARD STIR BAR. LARGE PERMANENT WHITE LETTERS MAKE THE CAPACITY CLEARLY VISIBLE. | CALIBRATED "TO CONTAIN" AT CLASS A TOLERANCES, PER ASTM E288 SPECIFICATIONS. |  |  | 10 | 10 | 16 | 0.9259 | CF | EA |  |  |  | 6 | 540 3 | US | 1 |  | 0 | STND | 30 | AF | IN | IN | IN | LN | WD | HT | P |  |  | O | O | O | O
GS-07F-238AA | CG-1615-250 | CHEMGLASS | 250ML VOL FLASK HEAVY CLASS A, STOPPER | CG-1615-250 | 250ML VOLUMETRIC FLASK HEAVY CLASS A W/ GLASS STOPPER | APPROX 250MM HEIGHT WITH STOPPER. WIDE MOUTH DESIGN FACILITATES MIXING, ACCESS, SAMPLING, FILLING. FILLING. UNIQUE FLAT BOTTOM INTERIOR PERMITS THE USE OF A STANDARD STIR BAR. LARGE PERMANENT WHITE LETTERS MAKE THE CAPACITY CLEARLY VISIBLE. | CALIBRATED "TO CONTAIN" AT CLASS A TOLERANCES, PER ASTM E288 SPECIFICATIONS. |  |  | 10 | 10 | 16 | 0.9259 | CF | EA |  |  |  | 3 | 540 3 | US | 1 |  | 0 | STND | 30 | AF | IN | IN | IN | LN | WD | HT | P |  |  | O | O | O | O
GS-07F-238AA | CG-1615-2L | CHEMGLASS | 2000ML VOL FLASK HEAVY CLASS A, STOPPER | CG-1615-2L | 2000ML VOLUMETRIC FLASK HEAVY CLASS A W/ GLASS STOPPER | APPROX 380MM HEIGHT WITH STOPPER. WIDE MOUTH DESIGN FACILITATES MIXING, ACCESS, SAMPLING, FILLING. FILLING. UNIQUE FLAT BOTTOM INTERIOR PERMITS THE USE OF A STANDARD STIR BAR. LARGE PERMANENT WHITE LETTERS MAKE THE CAPACITY CLEARLY VISIBLE. | CALIBRATED "TO CONTAIN" AT CLASS A TOLERANCES, PER ASTM E288 SPECIFICATIONS. |  |  | 10 | 10 | 16 | 0.9259 | CF | EA |  |  |  | 7 | 540 3 | US | 1 |  | 0 | STND | 30 | AF | IN | IN | IN | LN | WD | HT | P |  |  | O | O | O | O
GS-07F-238AA | CG-1615-50 | CHEMGLASS | 50ML VOL FLASK HEAVY CLASS A, STOPPER | CG-1615-50 | 50ML VOLUMETRIC FLASK HEAVY CLASS A W/ GLASS STOPPER | APPROX 148MM HEIGHT WITH STOPPER. WIDE MOUTH DESIGN FACILITATES MIXING, ACCESS, SAMPLING, FILLING. FILLING. UNIQUE FLAT BOTTOM INTERIOR PERMITS THE USE OF A STANDARD STIR BAR. LARGE PERMANENT WHITE LETTERS MAKE THE CAPACITY CLEARLY VISIBLE. | CALIBRATED "TO CONTAIN" AT CLASS A TOLERANCES, PER ASTM E288 SPECIFICATIONS. |  |  | 10 | 10 | 16 | 0.9259 | CF | EA |  |  |  | 6 | 540 3 | US | 1 |  | 0 | STND | 30 | AF | IN | IN | IN | LN | WD | HT | P |  |  | O | O | O | O
GS-07F-238AA | CG-1615-500 | CHEMGLASS | 500ML VOL FLASK HEAVY CLASS A, STOPPER | CG-1615-500 | 500ML VOLUMETRIC FLASK HEAVY CLASS A W/ GLASS STOPPER | APPROX 275MM HEIGHT WITH STOPPER. WIDE MOUTH DESIGN FACILITATES MIXING, ACCESS, SAMPLING, FILLING. FILLING. UNIQUE FLAT BOTTOM INTERIOR PERMITS THE USE OF A STANDARD STIR BAR. LARGE PERMANENT WHITE LETTERS MAKE THE CAPACITY CLEARLY VISIBLE. | CALIBRATED "TO CONTAIN" AT CLASS A TOLERANCES, PER ASTM E288 SPECIFICATIONS. |  |  | 10 | 10 | 16 | 0.9259 | CF | EA |  |  |  | 3 | 540 3 | US | 1 |  | 0 | STND | 30 | AF | IN | IN | IN | LN | WD | HT | P |  |  | O | O | O | O
GS-07F-238AA | CG-1616-05 | CHEMGLASS | 5ML VOL FLASK HEAVY RED CLASS A | CG-1616-05 | 5ML VOLUMETRIC FLASK HEAVY RED CLASS A LOW ACTINIC | APPROX 96MM HEIGHT WITH STOPPER. LOW ACTINIC RED STAINED GLASS PROVIDES PROTECTION TO LIGHT SENSITIVE SOLUTIONS. ALLOWING LESS THAN 1% TRANSMISSION BELOW 400NM AND 5% FROM 400-600NM. WIDE MOUTH DESIGN FACILITATES MIXING, ACCESS, SAMPLING, FILLING. | UNIQUE FLAT BOTTOM INTERIOR PERMITS THE USE OF A STANDARD STIR BAR. LARGE PERMANENT WHITE LETTERS MAKE THE CAPACITY CLEARLY VISIBLE. FLASKS ARE CALIBRATED "TO CONTAIN" AT CLASS A TOLERANCES, PER ASTM E288 SPECIFICATIONS. | FITS A SIZE #13 STOPPER, INCLUDED. |  | 10 | 10 | 16 | 0.9259 | CF | EA |  |  |  | 6 | 540 3 | US | 1 |  | 0 | STND | 30 | AF | IN | IN | IN | LN | WD | HT | P |  |  | O | O | O | O
GS-07F-238AA | CG-1616-10 | CHEMGLASS | 10ML VOL FLASK HEAVY RED CLASS A | CG-1616-10 | 10ML VOLUMETRIC FLASK HEAVY RED CLASS A LOW ACTINIC | APPROX 101MM HEIGHT WITH STOPPER. LOW ACTINIC RED STAINED GLASS PROVIDES PROTECTION TO LIGHT SENSITIVE SOLUTIONS. ALLOWING LESS THAN 1% TRANSMISSION BELOW 400NM AND 5% FROM 400-600NM. WIDE MOUTH DESIGN FACILITATES MIXING, ACCESS, SAMPLING, FILLING. | UNIQUE FLAT BOTTOM INTERIOR PERMITS THE USE OF A STANDARD STIR BAR. LARGE PERMANENT WHITE LETTERS MAKE THE CAPACITY CLEARLY VISIBLE. FLASKS ARE CALIBRATED "TO CONTAIN" AT CLASS A TOLERANCES, PER ASTM E288 SPECIFICATIONS. | FITS A SIZE #13 STOPPER, INCLUDED. |  | 10 | 10 | 16 | 0.9259 | CF | EA |  |  |  | 6 | 540 3 | US | 1 |  | 0 | STND | 30 | AF | IN | IN | IN | LN | WD | HT | P |  |  | O | O | O | O
GS-07F-238AA | CG-1616-100 | CHEMGLASS | 100ML VOL FLASK HEAVY RED CLASS A | CG-1616-100 | 100ML VOLUMETRIC FLASK HEAVY RED CLASS A LOW ACTINIC | APPROX 180MM HEIGHT WITH STOPPER. LOW ACTINIC RED STAINED GLASS PROVIDES PROTECTION TO LIGHT SENSITIVE SOLUTIONS. ALLOWING LESS THAN 1% TRANSMISSION BELOW 400NM AND 5% FROM 400-600NM. WIDE MOUTH DESIGN FACILITATES MIXING, ACCESS, SAMPLING, FILLING. | UNIQUE FLAT BOTTOM INTERIOR PERMITS THE USE OF A STANDARD STIR BAR. LARGE PERMANENT WHITE LETTERS MAKE THE CAPACITY CLEARLY VISIBLE. FLASKS ARE CALIBRATED "TO CONTAIN" AT CLASS A TOLERANCES, PER ASTM E288 SPECIFICATIONS. SUPPLIED COMPLETE WI | FITS A SIZE #16 STOPPER, INCLUDED. |  | 10 | 10 | 16 | 0.9259 | CF | EA |  |  |  | 3 | 540 3 | US | 1 |  | 0 | STND | 30 | AF | IN | IN | IN | LN | WD | HT | P |  |  | O | O | O | O
GS-07F-238AA | CG-1616-1L | CHEMGLASS | 1000ML VOL FLASK HEAVY RED CLASS A | CG-1616-1L | 1000ML VOLUMETRIC FLASK HEAVY RED CLASS A LOW ACTINIC | APPROX 350MM HEIGHT WITH STOPPER. LOW ACTINIC RED STAINED GLASS PROVIDES PROTECTION TO LIGHT SENSITIVE SOLUTIONS. ALLOWING LESS THAN 1% TRANSMISSION BELOW 400NM AND 5% FROM 400-600NM. WIDE MOUTH DESIGN FACILITATES MIXING, ACCESS, SAMPLING, FILLING. | UNIQUE FLAT BOTTOM INTERIOR PERMITS THE USE OF A STANDARD STIR BAR. LARGE PERMANENT WHITE LETTERS MAKE THE CAPACITY CLEARLY VISIBLE. FLASKS ARE CALIBRATED "TO CONTAIN" AT CLASS A TOLERANCES. SUPPLIED COMPLETE WITH A GLASS STOPPER. | FITS A SIZE #22 STOPPER, INCLUDED. |  | 10 | 10 | 16 | 0.9259 | CF | EA |  |  |  | 9 | 540 3 | US | 1 |  | 0 | STND | 30 | AF | IN | IN | IN | LN | WD | HT | P |  |  | O | O | O | O
GS-07F-238AA | CG-1616-20 | CHEMGLASS | 20ML VOL FLASK HEAVY RED CLASS A | CG-1616-20 | 20ML VOLUMETRIC FLASK HEAVY RED CLASS A LOW ACTINIC | APPROX 128MM HEIGHT WITH STOPPER. LOW ACTINIC RED STAINED GLASS PROVIDES PROTECTION TO LIGHT SENSITIVE SOLUTIONS. ALLOWING LESS THAN 1% TRANSMISSION BELOW 400NM AND 5% FROM 400-600NM. WIDE MOUTH DESIGN FACILITATES MIXING, ACCESS, SAMPLING, FILLING. | UNIQUE FLAT BOTTOM INTERIOR PERMITS THE USE OF A STANDARD STIR BAR. LARGE PERMANENT WHITE LETTERS MAKE THE CAPACITY CLEARLY VISIBLE. FLASKS ARE CALIBRATED "TO CONTAIN" AT CLASS A TOLERANCES. | FITS A SIZE #13 STOPPER, INCLUDED. |  | 10 | 10 | 16 | 0.9259 | CF | EA |  |  |  | 6 | 540 3 | US | 1 |  | 0 | STND | 30 | AF | IN | IN | IN | LN | WD | HT | P |  |  | O | O | O | O
GS-07F-238AA | CG-1616-200 | CHEMGLASS | 200ML VOL FLASK HEAVY RED CLASS A | CG-1616-200 | 200ML VOLUMETRIC FLASK HEAVY RED CLASS A LOW ACTINIC | APPROX 175MM HEIGHT WITH STOPPER. LOW ACTINIC RED STAINED GLASS PROVIDES PROTECTION TO LIGHT SENSITIVE SOLUTIONS. ALLOWING LESS THAN 1% TRANSMISSION BELOW 400NM AND 5% FROM 400-600NM. WIDE MOUTH DESIGN FACILITATES MIXING, ACCESS, SAMPLING, FILLING. | UNIQUE FLAT BOTTOM INTERIOR PERMITS THE USE OF A STANDARD STIR BAR. LARGE PERMANENT WHITE LETTERS MAKE THE CAPACITY CLEARLY VISIBLE. FLASKS ARE CALIBRATED "TO CONTAIN" AT CLASS A TOLERANCES, PER ASTM E288 SPECIFICATIONS. SUPPLIED COMPLETE WI | FITS A SIZE #16 STOPPER, INCLUDED. |  | 10 | 10 | 16 | 0.9259 | CF | EA |  |  |  | 3 | 540 3 | US | 1 |  | 0 | STND | 30 | AF | IN | IN | IN | LN | WD | HT | P |  |  | O | O | O | O
GS-07F-238AA | CG-1616-25 | CHEMGLASS | 25ML VOL FLASK HEAVY RED CLASS A | CG-1616-25 | 25ML VOLUMETRIC FLASK HEAVY RED CLASS A LOW ACTINIC | APPROX 131MM HEIGHT WITH STOPPER. LOW ACTINIC RED STAINED GLASS PROVIDES PROTECTION TO LIGHT SENSITIVE SOLUTIONS. ALLOWING LESS THAN 1% TRANSMISSION BELOW 400NM AND 5% FROM 400-600NM. WIDE MOUTH DESIGN FACILITATES MIXING, ACCESS, SAMPLING, FILLING. | UNIQUE FLAT BOTTOM INTERIOR PERMITS THE USE OF A STANDARD STIR BAR. LARGE PERMANENT WHITE LETTERS MAKE THE CAPACITY CLEARLY VISIBLE. FLASKS ARE CALIBRATED "TO CONTAIN" AT CLASS A TOLERANCES, PER ASTM E288 SPECIFICATIONS. | FITS A SIZE #13 STOPPER, INCLUDED. |  | 10 | 10 | 16 | 0.9259 | CF | EA |  |  |  | 6 | 540 3 | US | 1 |  | 0 | STND | 30 | AF | IN | IN | IN | LN | WD | HT | P |  |  | O | O | O | O
GS-07F-238AA | CG-1616-250 | CHEMGLASS | 250ML VOL FLASK HEAVY RED CLASS A | CG-1616-250 | 250ML VOLUMETRIC FLASK HEAVY RED CLASS A LOW ACTINIC | APPROX 250MM HEIGHT WITH STOPPER. LOW ACTINIC RED STAINED GLASS PROVIDES PROTECTION TO LIGHT SENSITIVE SOLUTIONS. ALLOWING LESS THAN 1% TRANSMISSION BELOW 400NM AND 5% FROM 400-600NM. WIDE MOUTH DESIGN FACILITATES MIXING, ACCESS, SAMPLING, FILLING. | UNIQUE FLAT BOTTOM INTERIOR PERMITS THE USE OF A STANDARD STIR BAR. LARGE PERMANENT WHITE LETTERS MAKE THE CAPACITY CLEARLY VISIBLE. FLASKS ARE CALIBRATED "TO CONTAIN" AT CLASS A TOLERANCES, PER ASTM E288 SPECIFICATIONS. SUPPLIED COMPLETE WI | FITS A SIZE #19 STOPPER, INCLUDED. |  | 10 | 10 | 16 | 0.9259 | CF | EA |  |  |  | 3 | 540 3 | US | 1 |  | 0 | STND | 30 | AF | IN | IN | IN | LN | WD | HT | P |  |  | O | O | O | O
GS-07F-238AA | CG-1616-2L | CHEMGLASS | 2000ML VOL FLASK HEAVY RED CLASS A | CG-1616-2L | 2000ML VOLUMETRIC FLASK HEAVY RED CLASS A LOW ACTINIC | APPROX 380MM HEIGHT WITH STOPPER. LOW ACTINIC RED STAINED GLASS PROVIDES PROTECTION TO LIGHT SENSITIVE SOLUTIONS. ALLOWING LESS THAN 1% TRANSMISSION BELOW 400NM AND 5% FROM 400-600NM. WIDE MOUTH DESIGN FACILITATES MIXING, ACCESS, SAMPLING, FILLING. | UNIQUE FLAT BOTTOM INTERIOR PERMITS THE USE OF A STANDARD STIR BAR. LARGE PERMANENT WHITE LETTERS MAKE THE CAPACITY CLEARLY VISIBLE. FLASKS ARE CALIBRATED "TO CONTAIN" AT CLASS A TOLERANCES. SUPPLIED COMPLETE WITH A GLASS STOPPER. | FITS A SIZE #27 STOPPER, INCLUDED. |  | 10 | 10 | 16 | 0.9259 | CF | EA |  |  |  | 6 | 540 3 | US | 1 |  | 0 | STND | 30 | AF | IN | IN | IN | LN | WD | HT | P |  |  | O | O | O | O
GS-07F-238AA | CG-1616-50 | CHEMGLASS | 50ML VOL FLASK HEAVY RED CLASS A | CG-1616-50 | 50ML VOLUMETRIC FLASK HEAVY RED CLASS A LOW ACTINIC | APPROX 148MM HEIGHT WITH STOPPER. LOW ACTINIC RED STAINED GLASS PROVIDES PROTECTION TO LIGHT SENSITIVE SOLUTIONS. ALLOWING LESS THAN 1% TRANSMISSION BELOW 400NM AND 5% FROM 400-600NM. WIDE MOUTH DESIGN FACILITATES MIXING, ACCESS, SAMPLING, FILLING. | UNIQUE FLAT BOTTOM INTERIOR PERMITS THE USE OF A STANDARD STIR BAR. LARGE PERMANENT WHITE LETTERS MAKE THE CAPACITY CLEARLY VISIBLE. FLASKS ARE CALIBRATED "TO CONTAIN" AT CLASS A TOLERANCES, PER ASTM E288 SPECIFICATIONS. SUPPLIED COMPLETE WI | FITS A SIZE #13 STOPPER, INCLUDED. |  | 10 | 10 | 16 | 0.9259 | CF | EA |  |  |  | 3 | 540 3 | US | 1 |  | 0 | STND | 30 | AF | IN | IN | IN | LN | WD | HT | P |  |  | O | O | O | O
GS-07F-238AA | CG-1616-500 | CHEMGLASS | 500ML VOL FLASK HEAVY RED CLASS A | CG-1616-500 | 500ML VOLUMETRIC FLASK HEAVY RED CLASS A LOW ACTINIC | APPROX 275MM HEIGHT WITH STOPPER. LOW ACTINIC RED STAINED GLASS PROVIDES PROTECTION TO LIGHT SENSITIVE SOLUTIONS. ALLOWING LESS THAN 1% TRANSMISSION BELOW 400NM AND 5% FROM 400-600NM. WIDE MOUTH DESIGN FACILITATES MIXING, ACCESS, SAMPLING, FILLING. | UNIQUE FLAT BOTTOM INTERIOR PERMITS THE USE OF A STANDARD STIR BAR. LARGE PERMANENT WHITE LETTERS MAKE THE CAPACITY CLEARLY VISIBLE. FLASKS ARE CALIBRATED "TO CONTAIN" AT CLASS A TOLERANCES. SUPPLIED COMPLETE WITH A GLASS STOPPER. | FITS A SIZE #19 STOPPER, INCLUDED. |  | 10 | 10 | 16 | 0.9259 | CF | EA |  |  |  | 3 | 540 3 | US | 1 |  | 0 | STND | 30 | AF | IN | IN | IN | LN | WD | HT | P |  |  | O | O | O | O
GS-07F-238AA | CG-1617-05 | CHEMGLASS | 5ML VOL FLASK HEAVY CLASS A PTFE STOP | CG-1617-05 | 5ML VOLUMETRIC FLASK HEAVY CLASS A W/ PTFE STOPPER | APPROX 96MM HEIGHT WITH STOPPER. WIDE MOUTH DESIGN FACILITATES MIXING, ACCESS, SAMPLING, FILLING. FILLING. UNIQUE FLAT BOTTOM INTERIOR PERMITS THE USE OF A STANDARD STIR BAR. LARGE PERMANENT WHITE LETTERS MAKE THE CAPACITY CLEARLY VISIBLE. | CALIBRATED "TO CONTAIN" AT CLASS A TOLERANCES, PER ASTM E288 SPECIFICATIONS. |  |  | 10 | 10 | 16 | 0.9259 | CF | EA |  |  |  | 6 | 540 3 | US | 1 |  | 0 | STND | 30 | AF | IN | IN | IN | LN | WD | HT | P |  |  | O | O | O | O
GS-07F-238AA | CG-1617-10 | CHEMGLASS | 10ML VOL FLASK HEAVY CLASS A PTFE STOP | CG-1617-10 | 10ML VOLUMETRIC FLASK HEAVY CLASS A W/ PTFE STOPPER | APPROX 101MM HEIGHT WITH STOPPER. WIDE MOUTH DESIGN FACILITATES MIXING, ACCESS, SAMPLING, FILLING. FILLING. UNIQUE FLAT BOTTOM INTERIOR PERMITS THE USE OF A STANDARD STIR BAR. LARGE PERMANENT WHITE LETTERS MAKE THE CAPACITY CLEARLY VISIBLE. | CALIBRATED "TO CONTAIN" AT CLASS A TOLERANCES, PER ASTM E288 SPECIFICATIONS. |  |  | 10 | 10 | 16 | 0.9259 | CF | EA |  |  |  | 6 | 540 3 | US | 1 |  | 0 | STND | 30 | AF | IN | IN | IN | LN | WD | HT | P |  |  | O | O | O | O
GS-07F-238AA | CG-1617-100 | CHEMGLASS | 100ML VOL FLASK HEAVY CLASS A PTFE STOP | CG-1617-100 | 100ML VOLUMETRIC FLASK HEAVY CLASS A W/ PTFE STOPPER | APPROX 180MM HEIGHT WITH STOPPER. WIDE MOUTH DESIGN FACILITATES MIXING, ACCESS, SAMPLING, FILLING. FILLING. UNIQUE FLAT BOTTOM INTERIOR PERMITS THE USE OF A STANDARD STIR BAR. LARGE PERMANENT WHITE LETTERS MAKE THE CAPACITY CLEARLY VISIBLE. | CALIBRATED "TO CONTAIN" AT CLASS A TOLERANCES, PER ASTM E288 SPECIFICATIONS. |  |  | 10 | 10 | 16 | 0.9259 | CF | EA |  |  |  | 3 | 540 3 | US | 1 |  | 0 | STND | 30 | AF | IN | IN | IN | LN | WD | HT | P |  |  | O | O | O | O
GS-07F-238AA | CG-1617-1L | CHEMGLASS | 1000ML VOL FLASK HEAVY CLASS A PTFE STOP | CG-1617-1L | 1000ML VOLUMETRIC FLASK HEAVY CLASS A W/ PTFE STOPPER | APPROX 350MM HEIGHT WITH STOPPER. WIDE MOUTH DESIGN FACILITATES MIXING, ACCESS, SAMPLING, FILLING. FILLING. UNIQUE FLAT BOTTOM INTERIOR PERMITS THE USE OF A STANDARD STIR BAR. LARGE PERMANENT WHITE LETTERS MAKE THE CAPACITY CLEARLY VISIBLE. | CALIBRATED "TO CONTAIN" AT CLASS A TOLERANCES, PER ASTM E288 SPECIFICATIONS. |  |  | 10 | 10 | 16 | 0.9259 | CF | EA |  |  |  | 9 | 540 3 | US | 1 |  | 0 | STND | 30 | AF | IN | IN | IN | LN | WD | HT | P |  |  | O | O | O | O
GS-07F-238AA | CG-1617-20 | CHEMGLASS | 20ML VOL FLASK HEAVY CLASS A PTFE STOP | CG-1617-20 | 20ML VOLUMETRIC FLASK HEAVY CLASS A W/ PTFE STOPPER | APPROX 128MM HEIGHT WITH STOPPER. WIDE MOUTH DESIGN FACILITATES MIXING, ACCESS, SAMPLING, FILLING. FILLING. UNIQUE FLAT BOTTOM INTERIOR PERMITS THE USE OF A STANDARD STIR BAR. LARGE PERMANENT WHITE LETTERS MAKE THE CAPACITY CLEARLY VISIBLE. | CALIBRATED "TO CONTAIN" AT CLASS A TOLERANCES, PER ASTM E288 SPECIFICATIONS. |  |  | 10 | 10 | 16 | 0.9259 | CF | EA |  |  |  | 6 | 540 3 | US | 1 |  | 0 | STND | 30 | AF | IN | IN | IN | LN | WD | HT | P |  |  | O | O | O | O
GS-07F-238AA | CG-1617-200 | CHEMGLASS | 200ML VOL FLASK HEAVY CLASS A PTFE STOP | CG-1617-200 | 200ML VOLUMETRIC FLASK HEAVY CLASS A W/ PTFE STOPPER | APPROX 175MM HEIGHT WITH STOPPER. WIDE MOUTH DESIGN FACILITATES MIXING, ACCESS, SAMPLING, FILLING. FILLING. UNIQUE FLAT BOTTOM INTERIOR PERMITS THE USE OF A STANDARD STIR BAR. LARGE PERMANENT WHITE LETTERS MAKE THE CAPACITY CLEARLY VISIBLE. | CALIBRATED "TO CONTAIN" AT CLASS A TOLERANCES, PER ASTM E288 SPECIFICATIONS. |  |  | 10 | 10 | 16 | 0.9259 | CF | EA |  |  |  | 3 | 540 3 | US | 1 |  | 0 | STND | 30 | AF | IN | IN | IN | LN | WD | HT | P |  |  | O | O | O | O
GS-07F-238AA | CG-1617-25 | CHEMGLASS | 25ML VOL FLASK HEAVY CLASS A PTFE STOP | CG-1617-25 | 25ML VOLUMETRIC FLASK HEAVY CLASS A W/ PTFE STOPPER | APPROX 131MM HEIGHT WITH STOPPER. WIDE MOUTH DESIGN FACILITATES MIXING, ACCESS, SAMPLING, FILLING. FILLING. UNIQUE FLAT BOTTOM INTERIOR PERMITS THE USE OF A STANDARD STIR BAR. LARGE PERMANENT WHITE LETTERS MAKE THE CAPACITY CLEARLY VISIBLE. | CALIBRATED "TO CONTAIN" AT CLASS A TOLERANCES, PER ASTM E288 SPECIFICATIONS. |  |  | 10 | 10 | 16 | 0.9259 | CF | EA |  |  |  | 6 | 540 3 | US | 1 |  | 0 | STND | 30 | AF | IN | IN | IN | LN | WD | HT | P |  |  | O | O | O | O
GS-07F-238AA | CG-1617-250 | CHEMGLASS | 250ML VOL FLASK HEAVY CLASS A PTFE STOP | CG-1617-250 | 250ML VOLUMETRIC FLASK HEAVY CLASS A W/ PTFE STOPPER | APPROX 250MM HEIGHT WITH STOPPER. WIDE MOUTH DESIGN FACILITATES MIXING, ACCESS, SAMPLING, FILLING. FILLING. UNIQUE FLAT BOTTOM INTERIOR PERMITS THE USE OF A STANDARD STIR BAR. LARGE PERMANENT WHITE LETTERS MAKE THE CAPACITY CLEARLY VISIBLE. | CALIBRATED "TO CONTAIN" AT CLASS A TOLERANCES, PER ASTM E288 SPECIFICATIONS. |  |  | 10 | 10 | 16 | 0.9259 | CF | EA |  |  |  | 3 | 540 3 | US | 1 |  | 0 | STND | 30 | AF | IN | IN | IN | LN | WD | HT | P |  |  | O | O | O | O
GS-07F-238AA | CG-1617-2L | CHEMGLASS | 2000ML VOL FLASK HEAVY CLASS A PTFE STOP | CG-1617-2L | 2000ML VOLUMETRIC FLASK HEAVY CLASS A W/ PTFE STOPPER | APPROX 380MM HEIGHT WITH STOPPER. WIDE MOUTH DESIGN FACILITATES MIXING, ACCESS, SAMPLING, FILLING. FILLING. UNIQUE FLAT BOTTOM INTERIOR PERMITS THE USE OF A STANDARD STIR BAR. LARGE PERMANENT WHITE LETTERS MAKE THE CAPACITY CLEARLY VISIBLE. | CALIBRATED "TO CONTAIN" AT CLASS A TOLERANCES, PER ASTM E288 SPECIFICATIONS. |  |  | 10 | 10 | 16 | 0.9259 | CF | EA |  |  |  | 7 | 540 3 | US | 1 |  | 0 | STND | 30 | AF | IN | IN | IN | LN | WD | HT | P |  |  | O | O | O | O
GS-07F-238AA | CG-1617-50 | CHEMGLASS | 50ML VOL FLASK HEAVY CLASS A PTFE STOP | CG-1617-50 | 50ML VOLUMETRIC FLASK HEAVY CLASS A W/ PTFE STOPPER | APPROX 148MM HEIGHT WITH STOPPER. WIDE MOUTH DESIGN FACILITATES MIXING, ACCESS, SAMPLING, FILLING. FILLING. UNIQUE FLAT BOTTOM INTERIOR PERMITS THE USE OF A STANDARD STIR BAR. LARGE PERMANENT WHITE LETTERS MAKE THE CAPACITY CLEARLY VISIBLE. | CALIBRATED "TO CONTAIN" AT CLASS A TOLERANCES, PER ASTM E288 SPECIFICATIONS. |  |  | 10 | 10 | 16 | 0.9259 | CF | EA |  |  |  | 6 | 540 3 | US | 1 |  | 0 | STND | 30 | AF | IN | IN | IN | LN | WD | HT | P |  |  | O | O | O | O
GS-07F-238AA | CG-1617-500 | CHEMGLASS | 500ML VOL FLASK HEAVY CLASS A PTFE STOP | CG-1617-500 | 500ML VOLUMETRIC FLASK HEAVY CLASS A W/ PTFE STOPPER | APPROX 275MM HEIGHT WITH STOPPER. WIDE MOUTH DESIGN FACILITATES MIXING, ACCESS, SAMPLING, FILLING. FILLING. UNIQUE FLAT BOTTOM INTERIOR PERMITS THE USE OF A STANDARD STIR BAR. LARGE PERMANENT WHITE LETTERS MAKE THE CAPACITY CLEARLY VISIBLE. | CALIBRATED "TO CONTAIN" AT CLASS A TOLERANCES, PER ASTM E288 SPECIFICATIONS. |  |  | 10 | 10 | 16 | 0.9259 | CF | EA |  |  |  | 3 | 540 3 | US | 1 |  | 0 | STND | 30 | AF | IN | IN | IN | LN | WD | HT | P |  |  | O | O | O | O
GS-07F-238AA | CG-1618-05 | CHEMGLASS | 5ML VOL FLASK RED CLASS A, PTFE STOP | CG-1618-05 | 5ML VOLUMETRIC FLASK HEAVY RED CLASS A W/ PTFE STOPPER | APPROX 96MM HEIGHT WITH STOPPER. LOW ACTINIC RED STAINED GLASS PROVIDES PROTECTION TO LIGHT SENSITIVE SOLUTIONS. ALLOWING LESS THAN 1% TRANSMISSION BELOW 400NM AND 5% FROM 400-600NM. WIDE MOUTH DESIGN FACILITATES MIXING, ACCESS, SAMPLING, FILLING. | UNIQUE FLAT BOTTOM INTERIOR PERMITS THE USE OF A STANDARD STIR BAR. LARGE PERMANENT WHITE LETTERS MAKE THE CAPACITY CLEARLY VISIBLE. FLASKS ARE CALIBRATED "TO CONTAIN" AT CLASS A TOLERANCES, PER ASTM E288 SPECIFICATIONS. | FITS A SIZE #13 STOPPER, INCLUDED. |  | 10 | 10 | 16 | 0.9259 | CF | EA |  |  |  | 6 | 540 3 | US | 1 |  | 0 | STND | 30 | AF | IN | IN | IN | LN | WD | HT | P |  |  | O | O | O | O
GS-07F-238AA | CG-1618-10 | CHEMGLASS | 10ML VOL FLASK RED CLASS A, PTFE STOP | CG-1618-10 | 10ML VOLUMETRIC FLASK HEAVY RED CLASS A W/ PTFE STOPPER | APPROX 101MM HEIGHT WITH STOPPER. LOW ACTINIC RED STAINED GLASS PROVIDES PROTECTION TO LIGHT SENSITIVE SOLUTIONS. ALLOWING LESS THAN 1% TRANSMISSION BELOW 400NM AND 5% FROM 400-600NM. WIDE MOUTH DESIGN FACILITATES MIXING, ACCESS, SAMPLING, FILLING. | UNIQUE FLAT BOTTOM INTERIOR PERMITS THE USE OF A STANDARD STIR BAR. LARGE PERMANENT WHITE LETTERS MAKE THE CAPACITY CLEARLY VISIBLE. FLASKS ARE CALIBRATED "TO CONTAIN" AT CLASS A TOLERANCES, PER ASTM E288 SPECIFICATIONS. | FITS A SIZE #13 STOPPER, INCLUDED. |  | 10 | 10 | 16 | 0.9259 | CF | EA |  |  |  | 6 | 540 3 | US | 1 |  | 0 | STND | 30 | AF | IN | IN | IN | LN | WD | HT | P |  |  | O | O | O | O
GS-07F-238AA | CG-1618-100 | CHEMGLASS | 100ML VOL FLASK RED CLASS A, PTFE STOP | CG-1618-100 | 100ML VOLUMETRIC FLASK HEAVY RED CLASS A W/ PTFE STOPPER | APPROX 180MM HEIGHT WITH STOPPER. LOW ACTINIC RED STAINED GLASS PROVIDES PROTECTION TO LIGHT SENSITIVE SOLUTIONS. ALLOWING LESS THAN 1% TRANSMISSION BELOW 400NM AND 5% FROM 400-600NM. WIDE MOUTH DESIGN FACILITATES MIXING, ACCESS, SAMPLING, FILLING. | UNIQUE FLAT BOTTOM INTERIOR PERMITS THE USE OF A STANDARD STIR BAR. LARGE PERMANENT WHITE LETTERS MAKE THE CAPACITY CLEARLY VISIBLE. FLASKS ARE CALIBRATED "TO CONTAIN" AT CLASS A TOLERANCES, PER ASTM E288 SPECIFICATIONS. SUPPLIED COMPLETE WI | FITS A SIZE #16 STOPPER, INCLUDED. |  | 10 | 10 | 16 | 0.9259 | CF | EA |  |  |  | 3 | 540 3 | US | 1 |  | 0 | STND | 30 | AF | IN | IN | IN | LN | WD | HT | P |  |  | O | O | O | O
GS-07F-238AA | CG-1618-1L | CHEMGLASS | 1000ML VOL FLASK RED CLASS A, PTFE STOP | CG-1618-1L | 1000ML VOLUMETRIC FLASK HEAVY RED CLASS A W/ PTFE STOPPER | APPROX 350MM HEIGHT WITH STOPPER. LOW ACTINIC RED STAINED GLASS PROVIDES PROTECTION TO LIGHT SENSITIVE SOLUTIONS. ALLOWING LESS THAN 1% TRANSMISSION BELOW 400NM AND 5% FROM 400-600NM. WIDE MOUTH DESIGN FACILITATES MIXING, ACCESS, SAMPLING, FILLING. | UNIQUE FLAT BOTTOM INTERIOR PERMITS THE USE OF A STANDARD STIR BAR. LARGE PERMANENT WHITE LETTERS MAKE THE CAPACITY CLEARLY VISIBLE. FLASKS ARE CALIBRATED "TO CONTAIN" AT CLASS A TOLERANCES. SUPPLIED COMPLETE WITH A PTFE STOPPER. FITS A SIZE | FITS A SIZE #22 STOPPER, INCLUDED. |  | 10 | 10 | 16 | 0.9259 | CF | EA |  |  |  | 9 | 540 3 | US | 1 |  | 0 | STND | 30 | AF | IN | IN | IN | LN | WD | HT | P |  |  | O | O | O | O
GS-07F-238AA | CG-1618-20 | CHEMGLASS | 20ML VOL FLASK RED CLASS A, PTFE STOP | CG-1618-20 | 20ML VOLUMETRIC FLASK HEAVY RED CLASS A W/ PTFE STOPPER | APPROX 128MM HEIGHT WITH STOPPER. LOW ACTINIC RED STAINED GLASS PROVIDES PROTECTION TO LIGHT SENSITIVE SOLUTIONS. ALLOWING LESS THAN 1% TRANSMISSION BELOW 400NM AND 5% FROM 400-600NM. WIDE MOUTH DESIGN FACILITATES MIXING, ACCESS, SAMPLING, FILLING. | UNIQUE FLAT BOTTOM INTERIOR PERMITS THE USE OF A STANDARD STIR BAR. LARGE PERMANENT WHITE LETTERS MAKE THE CAPACITY CLEARLY VISIBLE. FLASKS ARE CALIBRATED "TO CONTAIN" AT CLASS A TOLERANCES. | FITS A SIZE #13 STOPPER, INCLUDED. |  | 10 | 10 | 16 | 0.9259 | CF | EA |  |  |  | 6 | 540 3 | US | 1 |  | 0 | STND | 30 | AF | IN | IN | IN | LN | WD | HT | P |  |  | O | O | O | O
GS-07F-238AA | CG-1618-200 | CHEMGLASS | 200ML VOL FLASK RED CLASS A, PTFE STOP | CG-1618-200 | 200ML VOLUMETRIC FLASK HEAVY RED CLASS A W/ PTFE STOPPER | APPROX 175MM HEIGHT WITH STOPPER. LOW ACTINIC RED STAINED GLASS PROVIDES PROTECTION TO LIGHT SENSITIVE SOLUTIONS. ALLOWING LESS THAN 1% TRANSMISSION BELOW 400NM AND 5% FROM 400-600NM. WIDE MOUTH DESIGN FACILITATES MIXING, ACCESS, SAMPLING, FILLING. | UNIQUE FLAT BOTTOM INTERIOR PERMITS THE USE OF A STANDARD STIR BAR. LARGE PERMANENT WHITE LETTERS MAKE THE CAPACITY CLEARLY VISIBLE. FLASKS ARE CALIBRATED "TO CONTAIN" AT CLASS A TOLERANCES, PER ASTM E288 SPECIFICATIONS. SUPPLIED COMPLETE WI | FITS A SIZE #16 STOPPER, INCLUDED. |  | 10 | 10 | 16 | 0.9259 | CF | EA |  |  |  | 3 | 540 3 | US | 1 |  | 0 | STND | 30 | AF | IN | IN | IN | LN | WD | HT | P |  |  | O | O | O | O
GS-07F-238AA | CG-1618-25 | CHEMGLASS | 25ML VOL FLASK RED CLASS A, PTFE STOP | CG-1618-25 | 25ML VOLUMETRIC FLASK HEAVY RED CLASS A W/ PTFE STOPPER | APPROX 131MM HEIGHT WITH STOPPER. LOW ACTINIC RED STAINED GLASS PROVIDES PROTECTION TO LIGHT SENSITIVE SOLUTIONS. ALLOWING LESS THAN 1% TRANSMISSION BELOW 400NM AND 5% FROM 400-600NM. WIDE MOUTH DESIGN FACILITATES MIXING, ACCESS, SAMPLING, FILLING. | UNIQUE FLAT BOTTOM INTERIOR PERMITS THE USE OF A STANDARD STIR BAR. LARGE PERMANENT WHITE LETTERS MAKE THE CAPACITY CLEARLY VISIBLE. FLASKS ARE CALIBRATED "TO CONTAIN" AT CLASS A TOLERANCES, PER ASTM E288 SPECIFICATIONS. | FITS A SIZE #13 STOPPER, INCLUDED. |  | 10 | 10 | 16 | 0.9259 | CF | EA |  |  |  | 6 | 540 3 | US | 1 |  | 0 | STND | 30 | AF | IN | IN | IN | LN | WD | HT | P |  |  | O | O | O | O
GS-07F-238AA | CG-1618-250 | CHEMGLASS | 250ML VOL FLASK RED CLASS A, PTFE STOP | CG-1618-250 | 250ML VOLUMETRIC FLASK HEAVY RED CLASS A W/ PTFE STOPPER | APPROX 250MM HEIGHT WITH STOPPER. LOW ACTINIC RED STAINED GLASS PROVIDES PROTECTION TO LIGHT SENSITIVE SOLUTIONS. ALLOWING LESS THAN 1% TRANSMISSION BELOW 400NM AND 5% FROM 400-600NM. WIDE MOUTH DESIGN FACILITATES MIXING, ACCESS, SAMPLING, FILLING. | UNIQUE FLAT BOTTOM INTERIOR PERMITS THE USE OF A STANDARD STIR BAR. LARGE PERMANENT WHITE LETTERS MAKE THE CAPACITY CLEARLY VISIBLE. FLASKS ARE CALIBRATED "TO CONTAIN" AT CLASS A TOLERANCES, PER ASTM E288 SPECIFICATIONS. SUPPLIED COMPLETE WI | FITS A SIZE #19 STOPPER, INCLUDED. |  | 10 | 10 | 16 | 0.9259 | CF | EA |  |  |  | 3 | 540 3 | US | 1 |  | 0 | STND | 30 | AF | IN | IN | IN | LN | WD | HT | P |  |  | O | O | O | O
GS-07F-238AA | CG-1618-2L | CHEMGLASS | 2000ML VOL FLASK RED CLASS A, PTFE STOP | CG-1618-2L | 2000ML VOLUMETRIC FLASK HEAVY RED CLASS A W/ PTFE STOPPER | APPROX 380MM HEIGHT WITH STOPPER. LOW ACTINIC RED STAINED GLASS PROVIDES PROTECTION TO LIGHT SENSITIVE SOLUTIONS. ALLOWING LESS THAN 1% TRANSMISSION BELOW 400NM AND 5% FROM 400-600NM. WIDE MOUTH DESIGN FACILITATES MIXING, ACCESS, SAMPLING, FILLING. | UNIQUE FLAT BOTTOM INTERIOR PERMITS THE USE OF A STANDARD STIR BAR. LARGE PERMANENT WHITE LETTERS MAKE THE CAPACITY CLEARLY VISIBLE. FLASKS ARE CALIBRATED "TO CONTAIN" AT CLASS A TOLERANCES. SUPPLIED COMPLETE WITH A PTFE STOPPER. FITS A SIZE | FITS A SIZE #27 STOPPER, INCLUDED. |  | 10 | 10 | 16 | 0.9259 | CF | EA |  |  |  | 7 | 540 3 | US | 1 |  | 0 | STND | 30 | AF | IN | IN | IN | LN | WD | HT | P |  |  | O | O | O | O
GS-07F-238AA | CG-1618-50 | CHEMGLASS | 50ML VOL FLASK RED CLASS A, PTFE STOP | CG-1618-50 | 50ML VOLUMETRIC FLASK HEAVY RED CLASS A W/ PTFE STOPPER | APPROX 148MM HEIGHT WITH STOPPER. LOW ACTINIC RED STAINED GLASS PROVIDES PROTECTION TO LIGHT SENSITIVE SOLUTIONS. ALLOWING LESS THAN 1% TRANSMISSION BELOW 400NM AND 5% FROM 400-600NM. WIDE MOUTH DESIGN FACILITATES MIXING, ACCESS, SAMPLING, FILLING. | UNIQUE FLAT BOTTOM INTERIOR PERMITS THE USE OF A STANDARD STIR BAR. LARGE PERMANENT WHITE LETTERS MAKE THE CAPACITY CLEARLY VISIBLE. FLASKS ARE CALIBRATED "TO CONTAIN" AT CLASS A TOLERANCES, PER ASTM E288 SPECIFICATIONS. SUPPLIED COMPLETE WI | FITS A SIZE #13 STOPPER, INCLUDED. |  | 10 | 10 | 16 | 0.9259 | CF | EA |  |  |  | 3 | 540 3 | US | 1 |  | 0 | STND | 30 | AF | IN | IN | IN | LN | WD | HT | P |  |  | O | O | O | O
GS-07F-238AA | CG-1618-500 | CHEMGLASS | 500ML VOL FLASK RED CLASS A, PTFE STOP | CG-1618-500 | 500ML VOLUMETRIC FLASK HEAVY RED CLASS A W/ PTFE STOPPER | APPROX 275MM HEIGHT WITH STOPPER. LOW ACTINIC RED STAINED GLASS PROVIDES PROTECTION TO LIGHT SENSITIVE SOLUTIONS. ALLOWING LESS THAN 1% TRANSMISSION BELOW 400NM AND 5% FROM 400-600NM. WIDE MOUTH DESIGN FACILITATES MIXING, ACCESS, SAMPLING, FILLING. | UNIQUE FLAT BOTTOM INTERIOR PERMITS THE USE OF A STANDARD STIR BAR. LARGE PERMANENT WHITE LETTERS MAKE THE CAPACITY CLEARLY VISIBLE. FLASKS ARE CALIBRATED "TO CONTAIN" AT CLASS A TOLERANCES. SUPPLIED COMPLETE WITH A PTFE STOPPER. FITS A SIZE | FITS A SIZE #19 STOPPER, INCLUDED. |  | 10 | 10 | 16 | 0.9259 | CF | EA |  |  |  | 3 | 540 3 | US | 1 |  | 0 | STND | 30 | AF | IN | IN | IN | LN | WD | HT | P |  |  | O | O | O | O
GS-07F-238AA | CG-1744-10 | CHEMGLASS | PYREX SEPARATORY FUNNEL 2L 6MM PTFE | CG-1744-10 | PYREX SEPARATORY FUNNEL 2L 6MM PTFE STOPCOCK #38 DETACHABLE TIP GLASS STOPPER | PYREX-PLUS SEPARATORY FUNNEL, SQUIBB, 2L, 6MM PTFE STOPCOCK, #38 STOPPER NECK WITH DETACHABLE TFE DRIP TIP, GLASS STOPPERSEPARATORY FUNNEL WITH DETACHABLE TFE DRIP TIP. UNIQUE SEPARATORY FUNNEL IS MADE WITH REMOVABLE PTFE STEM. | REMOVABLE PTFE STEM VIRTUALLY ELIMINATES BREAKAGE NORMALLY ASSOCIATED WITH STANDARD GLASS STEM STOPCOCKS. MADE ENTIRELY OF PTFE, THE STEM ATTACHES DIRECTLY TO THE GLASS STOPCOCK WITHOUT O-RINGS OR OTHER GASKETS. |  |  | 10 | 10 | 16 | 0.9259 | CF | EA |  |  |  | 18 | 540 3 | US | 1 |  | 0 | STND | 30 | AF | IN | IN | IN | LN | WD | HT | P |  |  | O | O | O | O
GS-07F-238AA | CG-1744-15 | CHEMGLASS | PYREX SEPARATORY FUNNEL 125ML 2MM PTFE | CG-1744-15 | PYREX SEPARATORY FUNNEL 125ML 2MM PTFE STOPCOCK #22 DETACHABLE TIP PE STOPPER | PYREX-PLUS SEPARATORY FUNNEL, SQUIBB, 125ML, 2MM PTFE STOPCOCK, #22 STOPPER NECK WITH DETACHABLE TFE DRIP TIP, PE STOPPERSEPARATORY FUNNEL WITH DETACHABLE TFE DRIP TIP. UNIQUE SEPARATORY FUNNEL IS MADE WITH REMOVABLE PTFE STEM. | REMOVABLE PTFE STEM VIRTUALLY ELIMINATES BREAKAGE NORMALLY ASSOCIATED WITH STANDARD GLASS STEM STOPCOCKS. MADE ENTIRELY OF PTFE, THE STEM ATTACHES DIRECTLY TO THE GLASS STOPCOCK WITHOUT O-RINGS OR OTHER GASKETS. |  |  | 10 | 10 | 16 | 0.9259 | CF | EA |  |  |  | 8 | 540 3 | US | 1 |  | 0 | STND | 30 | AF | IN | IN | IN | LN | WD | HT | P |  |  | O | O | O | O
GS-07F-238AA | CG-1744-16 | CHEMGLASS | PYREX SEPARATORY FUNNEL 250ML 4MM PTFE | CG-1744-16 | PYREX SEPARATORY FUNNEL 250ML 4MM PTFE STOPCOCK #22 DETACHABLE TIP PE STOPPER | PYREX-PLUS SEPARATORY FUNNEL, SQUIBB, 250ML, 4MM PTFE STOPCOCK, #22 STOPPER NECK WITH DETACHABLE TFE DRIP TIP, PE STOPPERSEPARATORY FUNNEL WITH DETACHABLE TFE DRIP TIP. UNIQUE SEPARATORY FUNNEL IS MADE WITH REMOVABLE PTFE STEM. | REMOVABLE PTFE STEM VIRTUALLY ELIMINATES BREAKAGE NORMALLY ASSOCIATED WITH STANDARD GLASS STEM STOPCOCKS. MADE ENTIRELY OF PTFE, THE STEM ATTACHES DIRECTLY TO THE GLASS STOPCOCK WITHOUT O-RINGS OR OTHER GASKETS. |  |  | 10 | 10 | 16 | 0.9259 | CF | EA |  |  |  | 8 | 540 3 | US | 1 |  | 0 | STND | 30 | AF | IN | IN | IN | LN | WD | HT | P |  |  | O | O | O | O
GS-07F-238AA | CG-1744-17 | CHEMGLASS | PYREX SEPARATORY FUNNEL 500ML 4MM PTFE | CG-1744-17 | PYREX SEPARATORY FUNNEL 500ML 4MM PTFE STOPCOCK #27 DETACHABLE TIP PE STOPPER | PYREX-PLUS SEPARATORY FUNNEL, SQUIBB, 500ML, 4MM PTFE STOPCOCK, #27 STOPPER NECK WITH DETACHABLE TFE DRIP TIP, PE STOPPERSEPARATORY FUNNEL WITH DETACHABLE TFE DRIP TIP. UNIQUE SEPARATORY FUNNEL IS MADE WITH REMOVABLE PTFE STEM. | REMOVABLE PTFE STEM VIRTUALLY ELIMINATES BREAKAGE NORMALLY ASSOCIATED WITH STANDARD GLASS STEM STOPCOCKS. MADE ENTIRELY OF PTFE, THE STEM ATTACHES DIRECTLY TO THE GLASS STOPCOCK WITHOUT O-RINGS OR OTHER GASKETS. |  |  | 10 | 10 | 16 | 0.9259 | CF | EA |  |  |  | 9 | 540 3 | US | 1 |  | 0 | STND | 30 | AF | IN | IN | IN | LN | WD | HT | P |  |  | O | O | O | O
GS-07F-238AA | CG-1744-18 | CHEMGLASS | PYREX SEPARATORY FUNNEL 1000ML 4MM PTFE | CG-1744-18 | PYREX SEPARATORY FUNNEL 1000ML 4MM PTFE STOPCOCK #27 DETACHABLE TIP PE STOPPER | PYREX-PLUS SEPARATORY FUNNEL, SQUIBB, 1000ML, 4MM PTFE STOPCOCK, #27 STOPPER NECK WITH DETACHABLE TFE DRIP TIP, PE STOPPERSEPARATORY FUNNEL WITH DETACHABLE TFE DRIP TIPUNIQUE SEPARATORY FUNNEL IS MADE WITH REMOVABLE PTFE STEM. | REMOVABLE PTFE STEM VIRTUALLY ELIMINATES BREAKAGE NORMALLY ASSOCIATED WITH STANDARD GLASS STEM STOPCOCKS. MADE ENTIRELY OF PTFE, THE STEM ATTACHES DIRECTLY TO THE GLASS STOPCOCK WITHOUT O-RINGS OR OTHER GASKETS. |  |  | 10 | 10 | 16 | 0.9259 | CF | EA |  |  |  | 12 | 540 3 | US | 1 |  | 0 | STND | 30 | AF | IN | IN | IN | LN | WD | HT | P |  |  | O | O | O | O
GS-07F-238AA | CG-1744-23 | CHEMGLASS | PYREX SEPARATORY FUNNEL 2L 6MM PTFE | CG-1744-23 | PYREX SEPARATORY FUNNEL 2L 6MM PTFE STOPCOCK #38 DETACHABLE TIP PE STOPPER | PYREX-PLUS SEPARATORY FUNNEL, SQUIBB, 2L, 6MM PTFE STOPCOCK, #38 STOPPER NECK WITH DETACHABLE TFE DRIP TIP, PE STOPPERSEPARATORY FUNNEL WITH DETACHABLE TFE DRIP TIP. UNIQUE SEPARATORY FUNNEL IS MADE WITH REMOVABLE PTFE STEM. | REMOVABLE PTFE STEM VIRTUALLY ELIMINATES BREAKAGE NORMALLY ASSOCIATED WITH STANDARD GLASS STEM STOPCOCKS. MADE ENTIRELY OF PTFE, THE STEM ATTACHES DIRECTLY TO THE GLASS STOPCOCK WITHOUT O-RINGS OR OTHER GASKETS. |  |  | 10 | 10 | 16 | 0.9259 | CF | EA |  |  |  | 18 | 540 3 | US | 1 |  | 0 | STND | 30 | AF | IN | IN | IN | LN | WD | HT | P |  |  | O | O | O | O
GS-07F-238AA | CG-1744-24 | CHEMGLASS | PYREX SEPARATORY FUNNEL 3L 8MM PTFE | CG-1744-24 | PYREX SEPARATORY FUNNEL 3L 8MM PTFE STOPCOCK #38 DETACHABLE TIP PE STOPPER | PYREX-PLUS SEPARATORY FUNNEL, SQUIBB, 3L, 8MM PTFE STOPCOCK, #38 STOPPER NECK WITH DETACHABLE TFE DRIP TIP, PE STOPPERSEPARATORY FUNNEL WITH DETACHABLE TFE DRIP TIP. UNIQUE SEPARATORY FUNNEL IS MADE WITH REMOVABLE PTFE STEM. | REMOVABLE PTFE STEM VIRTUALLY ELIMINATES BREAKAGE NORMALLY ASSOCIATED WITH STANDARD GLASS STEM STOPCOCKS. MADE ENTIRELY OF PTFE, THE STEM ATTACHES DIRECTLY TO THE GLASS STOPCOCK WITHOUT O-RINGS OR OTHER GASKETS. |  |  | 10 | 10 | 16 | 0.9259 | CF | EA |  |  |  | 20 | 540 3 | US | 1 |  | 0 | STND | 30 | AF | IN | IN | IN | LN | WD | HT | P |  |  | O | O | O | O
GS-07F-238AA | CG-1744-25 | CHEMGLASS | PYREX SEPARATORY FUNNEL 4L 10MM PTFE | CG-1744-25 | PYREX SEPARATORY FUNNEL 4L 10MM PTFE STOPCOCK #38 DETACHABLE TIP PE STOPPER | PYREX-PLUS SEPARATORY FUNNEL, SQUIBB, 4L, 10MM PTFE STOPCOCK, #38 STOPPER NECK WITH DETACHABLE TFE DRIP TIP, PE STOPPERSEPARATORY FUNNEL WITH DETACHABLE TFE DRIP TIP. UNIQUE SEPARATORY FUNNEL IS MADE WITH REMOVABLE PTFE STEM. | REMOVABLE PTFE STEM VIRTUALLY ELIMINATES BREAKAGE NORMALLY ASSOCIATED WITH STANDARD GLASS STEM STOPCOCKS. MADE ENTIRELY OF PTFE, THE STEM ATTACHES DIRECTLY TO THE GLASS STOPCOCK WITHOUT O-RINGS OR OTHER GASKETS. |  |  | 10 | 10 | 16 | 0.9259 | CF | EA |  |  |  | 26 | 540 3 | US | 1 |  | 0 | STND | 30 | AF | IN | IN | IN | LN | WD | HT | P |  |  | O | O | O | O
GS-07F-238AA | CG-1744-26 | CHEMGLASS | PYREX SEPARATORY FUNNEL 6L 10MM PTFE | CG-1744-26 | PYREX SEPARATORY FUNNEL 6L 10MM PTFE STOPCOCK #38 DETACHABLE TIP PE STOPPER | PYREX-PLUS SEPARATORY FUNNEL, SQUIBB, 6L, 10MM PTFE STOPCOCK, #38 STOPPER NECK WITH DETACHABLE TFE DRIP TIP, PE STOPPERSEPARATORY FUNNEL WITH DETACHABLE TFE DRIP TIP. UNIQUE SEPARATORY FUNNEL IS MADE WITH REMOVABLE PTFE STEM. | REMOVABLE PTFE STEM VIRTUALLY ELIMINATES BREAKAGE NORMALLY ASSOCIATED WITH STANDARD GLASS STEM STOPCOCKS. MADE ENTIRELY OF PTFE, THE STEM ATTACHES DIRECTLY TO THE GLASS STOPCOCK WITHOUT O-RINGS OR OTHER GASKETS. |  |  | 10 | 10 | 16 | 0.9259 | CF | EA |  |  |  | 28 | 540 3 | US | 1 |  | 0 | STND | 30 | AF | IN | IN | IN | LN | WD | HT | P |  |  | O | O | O | O
GS-07F-238AA | CG-1744-42 | CHEMGLASS | PYREX SEPARATORY FUNNEL 4L PTFE | CG-1744-42 | PYREX SEPARATORY FUNNEL 4L PTFE STOPCOCK 45/50 OUTER DETACHABLE DRIP TIP | PYREX-PLUS SEPARATORY FUNNEL, SQUIBB, 4L, 10MM PTFE STOPCOCK, 45/50 OUTER, DETACHABLE TFE DRIP TIPSEPARATORY FUNNEL WITH DETACHABLE TFE DRIP TIP. UNIQUE SEPARATORY FUNNEL IS MADE WITH REMOVABLE PTFE STEM. | REMOVABLE PTFE STEM VIRTUALLY ELIMINATES BREAKAGE NORMALLY ASSOCIATED WITH STANDARD GLASS STEM STOPCOCKS. MADE ENTIRELY OF PTFE, THE STEM ATTACHES DIRECTLY TO THE GLASS STOPCOCK WITHOUT O-RINGS OR OTHER GASKETS. |  |  | 10 | 10 | 16 | 0.9259 | CF | EA |  |  |  | 26 | 540 3 | US | 1 |  | 0 | STND | 30 | AF | IN | IN | IN | LN | WD | HT | P |  |  | O | O | O | O
GS-07F-238AA | CG-1744-43 | CHEMGLASS | PYREX SEPARATORY FUNNEL 6L PTFE | CG-1744-43 | PYREX SEPARATORY FUNNEL 6L PTFE STOPCOCK 45/50 OUTER DETACHABLE DRIP TIP | PYREX-PLUS SEPARATORY FUNNEL, SQUIBB, 6L, 10MM PTFE STOPCOCK, 45/50 OUTER, DETACHABLE TFE DRIP TIPSEPARATORY FUNNEL WITH DETACHABLE TFE DRIP TIP. UNIQUE SEPARATORY FUNNEL IS MADE WITH REMOVABLE PTFE STEM. | REMOVABLE PTFE STEM VIRTUALLY ELIMINATES BREAKAGE NORMALLY ASSOCIATED WITH STANDARD GLASS STEM STOPCOCKS. MADE ENTIRELY OF PTFE, THE STEM ATTACHES DIRECTLY TO THE GLASS STOPCOCK WITHOUT O-RINGS OR OTHER GASKETS. |  |  | 10 | 10 | 16 | 0.9259 | CF | EA |  |  |  | 28 | 540 3 | US | 1 |  | 0 | STND | 30 | AF | IN | IN | IN | LN | WD | HT | P |  |  | O | O | O | O
GS-07F-238AA | CG-8048-10 | CHEMGLASS | 10ML GLASS BEAKER LOW FORM NON-GRADUAT | CG-8048-10 | PYREX GRIFFIN BEAKER 10ML LOW FORM NON-GRADUATED | GRIFFIN BEAKER, WITH SPOUT, MANUFACTURED WITH UNIFORM WALL THICKNESS, OFFERS OPTIMUM BALANCE BETWEEN THERMAL SHOCK RESISTANCE AND MECHANICAL STRENGTH. THIS SIZE IS NOT GRADUATED. ALL SIZES HAVE AN EXTRA LARGE MARKING SPOT. CORNING PART# 1000-10 |  |  |  | 10 | 10 | 16 | 0.9259 | CF | CA | 12 | CA |  | 6 | 540 3 | US | 1 |  | 0 | STND | 30 | AF | IN | IN | IN | LN | WD | HT | P |  |  | O | O | O | O
GS-07F-238AA | CG-8048-100 | CHEMGLASS | 100ML GLASS BEAKER LOW FORM GRADUATED | CG-8048-100 | PYREX GRIFFIN BEAKER 100ML LOW FORM GRADUATED | GRIFFIN BEAKER, WITH SPOUT, MANUFACTURED WITH UNIFORM WALL THICKNESS, OFFERS OPTIMUM BALANCE BETWEEN THERMAL SHOCK RESISTANCE AND MECHANICAL STRENGTH. ALL SIZES HAVE AN EXTRA LARGE MARKING SPOT. CORNING PART# 1000-100 |  |  |  | 10 | 10 | 16 | 0.9259 | CF | CA | 12 | CA |  | 11 | 540 3 | US | 1 |  | 0 | STND | 30 | AF | IN | IN | IN | LN | WD | HT | P |  |  | O | O | O | O
GS-07F-238AA | CG-8048-150 | CHEMGLASS | 150ML GLASS BEAKER LOW FORM GRADUATED | CG-8048-150 | PYREX GRIFFIN BEAKER 150ML LOW FORM GRADUATED | GRIFFIN BEAKER, WITH SPOUT, MANUFACTURED WITH UNIFORM WALL THICKNESS, OFFERS OPTIMUM BALANCE BETWEEN THERMAL SHOCK RESISTANCE AND MECHANICAL STRENGTH. ALL SIZES HAVE AN EXTRA LARGE MARKING SPOT. CORNING PART# 1000-150 |  |  |  | 10 | 10 | 16 | 0.9259 | CF | CA | 12 | CA |  | 12 | 540 3 | US | 1 |  | 0 | STND | 30 | AF | IN | IN | IN | LN | WD | HT | P |  |  | O | O | O | O
GS-07F-238AA | CG-8048-1L | CHEMGLASS | 1000ML GLASS BEAKER LOW FORM GRADUATED | CG-8048-1L | PYREX GRIFFIN BEAKER 1000ML LOW FORM GRADUATED | GRIFFIN BEAKER, WITH SPOUT, MANUFACTURED WITH UNIFORM WALL THICKNESS, OFFERS OPTIMUM BALANCE BETWEEN THERMAL SHOCK RESISTANCE AND MECHANICAL STRENGTH. ALL SIZES HAVE AN EXTRA LARGE MARKING SPOT. FOR CONVENIENCE, THE 250 THROUGH 4000ML BEAKERS HAVE A | DOUBLE GRADUATED METRIC SCALE TO INDICATE APPROXIMATE CONTENT. CORNING PART# 1000-1L |  |  | 10 | 10 | 16 | 0.9259 | CF | CA | 6 | CA |  | 12 | 540 3 | US | 1 |  | 0 | STND | 30 | AF | IN | IN | IN | LN | WD | HT | P |  |  | O | O | O | O
GS-07F-238AA | CG-8048-20 | CHEMGLASS | 20ML GLASS BEAKER LOW FORM GRADUATED P | CG-8048-20 | PYREX GRIFFIN BEAKER 20ML LOW FORM GRADUATED | GRIFFIN BEAKER, WITH SPOUT, MANUFACTURED WITH UNIFORM WALL THICKNESS, OFFERS OPTIMUM BALANCE BETWEEN THERMAL SHOCK RESISTANCE AND MECHANICAL STRENGTH. ALL SIZES HAVE AN EXTRA LARGE MARKING SPOT. CORNING PART# 1000-20 |  |  |  | 10 | 10 | 16 | 0.9259 | CF | CA | 12 | CA |  | 6 | 540 3 | US | 1 |  | 0 | STND | 30 | AF | IN | IN | IN | LN | WD | HT | P |  |  | O | O | O | O
GS-07F-238AA | CG-8048-250 | CHEMGLASS | 250ML GLASS BEAKER LOW FORM GRADUATED | CG-8048-250 | PYREX GRIFFIN BEAKER 250ML LOW FORM GRADUATED | GRIFFIN BEAKER, WITH SPOUT, MANUFACTURED WITH UNIFORM WALL THICKNESS, OFFERS OPTIMUM BALANCE BETWEEN THERMAL SHOCK RESISTANCE AND MECHANICAL STRENGTH. ALL SIZES HAVE AN EXTRA LARGE MARKING SPOT. FOR CONVENIENCE, THE 250 THROUGH 4000ML BEAKERS HAVE A | DOUBLE GRADUATED METRIC SCALE TO INDICATE APPROXIMATE CONTENT. CORNING PART# 1000-250 |  |  | 10 | 10 | 16 | 0.9259 | CF | CA | 12 | CA |  | 12 | 540 3 | US | 1 |  | 0 | STND | 30 | AF | IN | IN | IN | LN | WD | HT | P |  |  | O | O | O | O
GS-07F-238AA | CG-8048-2L | CHEMGLASS | 2000ML GLASS BEAKER LOW FORM GRADUATED | CG-8048-2L | PYREX GRIFFIN BEAKER 2000ML LOW FORM GRADUATED | GRIFFIN BEAKER, WITH SPOUT, MANUFACTURED WITH UNIFORM WALL THICKNESS, OFFERS OPTIMUM BALANCE BETWEEN THERMAL SHOCK RESISTANCE AND MECHANICAL STRENGTH. ALL SIZES HAVE AN EXTRA LARGE MARKING SPOT. FOR CONVENIENCE, THE 250 THROUGH 4000ML BEAKERS HAVE A | DOUBLE GRADUATED METRIC SCALE TO INDICATE APPROXIMATE CONTENT. CORNING PART# 1000-2L |  |  | 10 | 10 | 16 | 0.9259 | CF | CA | 4 | CA |  | 18 | 540 3 | US | 1 |  | 0 | STND | 30 | AF | IN | IN | IN | LN | WD | HT | P |  |  | O | O | O | O
GS-07F-238AA | CG-8048-30 | CHEMGLASS | 30ML GLASS BEAKER LOW FORM GRADUATED P | CG-8048-30 | PYREX GRIFFIN BEAKER 30ML LOW FORM GRADUATED | GRIFFIN BEAKER, WITH SPOUT, MANUFACTURED WITH UNIFORM WALL THICKNESS, OFFERS OPTIMUM BALANCE BETWEEN THERMAL SHOCK RESISTANCE AND MECHANICAL STRENGTH. ALL SIZES HAVE AN EXTRA LARGE MARKING SPOT. CORNING PART# 1000-30 |  |  |  | 10 | 10 | 16 | 0.9259 | CF | CA | 12 | CA |  | 7 | 540 3 | US | 1 |  | 0 | STND | 30 | AF | IN | IN | IN | LN | WD | HT | P |  |  | O | O | O | O
GS-07F-238AA | CG-8048-3L | CHEMGLASS | 3L GLASS BEAKER LOW FORM GRADUATED | CG-8048-3L | PYREX GRIFFIN BEAKER 3 LITER LOW FORM GRADUATED PYREX GRIFFIN | GRIFFIN BEAKER, WITH SPOUT, MANUFACTURED WITH UNIFORM WALL THICKNESS, OFFERS OPTIMUM BALANCE BETWEEN THERMAL SHOCK RESISTANCE AND MECHANICAL STRENGTH. ALL SIZES HAVE AN EXTRA LARGE MARKING SPOT. FOR CONVENIENCE, THE 250 THROUGH 4000ML BEAKERS HAVE A | DOUBLE GRADUATED METRIC SCALE TO INDICATE APPROXIMATE CONTENT. CORNING PART# 1000-3L |  |  | 10 | 10 | 16 | 0.9259 | CF | EA |  |  |  | 12 | 540 3 | US | 1 |  | 0 | STND | 30 | AF | IN | IN | IN | LN | WD | HT | P |  |  | O | O | O | O
GS-07F-238AA | CG-8048-400 | CHEMGLASS | 400ML GLASS BEAKER LOW FORM GRADUATED | CG-8048-400 | PYREX GRIFFIN BEAKER 400ML LOW FORM GRADUATED | GRIFFIN BEAKER, WITH SPOUT, MANUFACTURED WITH UNIFORM WALL THICKNESS, OFFERS OPTIMUM BALANCE BETWEEN THERMAL SHOCK RESISTANCE AND MECHANICAL STRENGTH. ALL SIZES HAVE AN EXTRA LARGE MARKING SPOT. FOR CONVENIENCE, THE 250 THROUGH 4000ML BEAKERS HAVE A | DOUBLE GRADUATED METRIC SCALE TO INDICATE APPROXIMATE CONTENT. CORNING PART# 1000-400 |  |  | 10 | 10 | 16 | 0.9259 | CF | CA | 12 | CA |  | 12 | 540 3 | US | 1 |  | 0 | STND | 30 | AF | IN | IN | IN | LN | WD | HT | P |  |  | O | O | O | O
GS-07F-238AA | CG-8048-4L | CHEMGLASS | 4L GLASS BEAKER LOW FORM GRADUATED | CG-8048-4L | PYREX GRIFFIN BEAKER 4 LITER LOW FORM GRADUATED PYREX GRIFFIN | GRIFFIN BEAKER, WITH SPOUT, MANUFACTURED WITH UNIFORM WALL THICKNESS, OFFERS OPTIMUM BALANCE BETWEEN THERMAL SHOCK RESISTANCE AND MECHANICAL STRENGTH. ALL SIZES HAVE AN EXTRA LARGE MARKING SPOT. FOR CONVENIENCE, THE 250 THROUGH 4000ML BEAKERS HAVE A | DOUBLE GRADUATED METRIC SCALE TO INDICATE APPROXIMATE CONTENT. CORNING PART# 1000-4L |  |  | 10 | 10 | 16 | 0.9259 | CF | EA |  |  |  | 12 | 540 3 | US | 1 |  | 0 | STND | 30 | AF | IN | IN | IN | LN | WD | HT | P |  |  | O | O | O | O
GS-07F-238AA | CG-8048-50 | CHEMGLASS | 50ML GLASS BEAKER LOW FORM GRADUATED P | CG-8048-50 | PYREX GRIFFIN BEAKER 50ML LOW FORM GRADUATED | GRIFFIN BEAKER, WITH SPOUT, MANUFACTURED WITH UNIFORM WALL THICKNESS, OFFERS OPTIMUM BALANCE BETWEEN THERMAL SHOCK RESISTANCE AND MECHANICAL STRENGTH. ALL SIZES HAVE AN EXTRA LARGE MARKING SPOT. CORNING PART# 1000-50 |  |  |  | 10 | 10 | 16 | 0.9259 | CF | CA | 12 | CA |  | 12 | 540 3 | US | 1 |  | 0 | STND | 30 | AF | IN | IN | IN | LN | WD | HT | P |  |  | O | O | O | O
GS-07F-238AA | CG-8048-600 | CHEMGLASS | 600ML GLASS BEAKER LOW FORM GRADUATED | CG-8048-600 | PYREX GRIFFIN BEAKER 600ML LOW FORM GRADUATED | GRIFFIN BEAKER, WITH SPOUT, MANUFACTURED WITH UNIFORM WALL THICKNESS, OFFERS OPTIMUM BALANCE BETWEEN THERMAL SHOCK RESISTANCE AND MECHANICAL STRENGTH. ALL SIZES HAVE AN EXTRA LARGE MARKING SPOT. FOR CONVENIENCE, THE 250 THROUGH 4000ML BEAKERS HAVE A | DOUBLE GRADUATED METRIC SCALE TO INDICATE APPROXIMATE CONTENT. CORNING PART# 1000-600 |  |  | 10 | 10 | 16 | 0.9259 | CF | EA |  |  |  | 12 | 540 3 | US | 1 |  | 0 | STND | 30 | AF | IN | IN | IN | LN | WD | HT | P |  |  | O | O | O | O
GS-07F-238AA | CG-8048-PACK | CHEMGLASS | GRIFFIN BEAKER ASSORTMENT PACK LOW FORM | CG-8048-PACK | GRIFFIN BEAKER ASSORTMENT PACK LOW FORM GRADUATED PYREX GLASS BEAKERS | GRIFFIN BEAKERS, WITH SPOUT, MANUFACTURED WITH UNIFORM WALL THICKNESS, OFFERS OPTIMUM BALANCE BETWEEN THERMAL SHOCK RESISTANCE AND MECHANICAL STRENGTH. ALL SIZES HAVE AN EXTRA LARGE MARKING SPOT. FOR CONVENIENCE, THE 250 THROUGH 4000ML BEAKERS HAVE A | DOUBLE GRADUATED METRIC SCALE TO INDICATE APPROXIMATE CONTENT. THE STARTER PACK CONTAINS ONE EACH OF THE MOST POPULAR SIZES OF CG-8048 BEAKERS. DESIGNED FOR THE LOW VOLUME USER, A CASE CONTAINS ONE EACH OF FIVE SIZES: 50ML, 100ML, 250ML, 600ML, 1L |  |  | 10 | 10 | 16 | 0.9259 | CF | EA |  |  |  | 5.1 | 540 3 | US | 1 |  | 0 | STND | 30 | AF | IN | IN | IN | LN | WD | HT | P |  |  | O | O | O | O
GS-07F-238AA | CG-8050-150 | CHEMGLASS | 150ML GLASS BEAKER HEAVY DUTY GRADUATE | CG-8050-150 | GRIFFIN BEAKER 150ML HEAVY DUTY GRADUATED | HEAVY DUTY BEAKERS SPECIFICALLY DESIGNED TO OFFER THE BEST MECHANICAL STRENGTH UNDER HARSH CONDITIONS, SUCH AS MECHANIZED WASHING OPERATIONS. FOR CONVENIENCE, THE 250 THROUGH 4L BEAKERS HAVE A DOUBLE GRADUATED METRIC SCALE TO INDICATE THEIR APPROXIMA | ALL SIZES HAVE AN EXTRA LARGE MARKING SPOT. CORNING PART# 1003-150 |  |  | 10 | 10 | 16 | 0.9259 | CF | CA | 12 | CA |  | 12 | 540 3 | US | 1 |  | 0 | STND | 30 | AF | IN | IN | IN | LN | WD | HT | P |  |  | O | O | O | O
GS-07F-238AA | CG-8050-1L | CHEMGLASS | 1000ML GLASS BEAKER HEAVY DUTY GRADUAT | CG-8050-1L | GRIFFIN BEAKER 1000ML HEAVY DUTY GRADUATED | HEAVY DUTY BEAKERS SPECIFICALLY DESIGNED TO OFFER THE BEST MECHANICAL STRENGTH UNDER HARSH CONDITIONS, SUCH AS MECHANIZED WASHING OPERATIONS. FOR CONVENIENCE, THE 250 THROUGH 4L BEAKERS HAVE A DOUBLE GRADUATED METRIC SCALE TO INDICATE THEIR APPROXIMA | ALL SIZES HAVE AN EXTRA LARGE MARKING SPOT. CORNING PART# 1003-1L |  |  | 10 | 10 | 16 | 0.9259 | CF | CA | 6 | CA |  | 12 | 540 3 | US | 1 |  | 0 | STND | 30 | AF | IN | IN | IN | LN | WD | HT | P |  |  | O | O | O | O
GS-07F-238AA | CG-8050-250 | CHEMGLASS | 250ML GLASS BEAKER HEAVY DUTY GRADUATE | CG-8050-250 | GRIFFIN BEAKER 250ML HEAVY DUTY GRADUATED | HEAVY DUTY BEAKERS SPECIFICALLY DESIGNED TO OFFER THE BEST MECHANICAL STRENGTH UNDER HARSH CONDITIONS, SUCH AS MECHANIZED WASHING OPERATIONS. FOR CONVENIENCE, THE 250 THROUGH 4L BEAKERS HAVE A DOUBLE GRADUATED METRIC SCALE TO INDICATE THEIR APPROXIMA | ALL SIZES HAVE AN EXTRA LARGE MARKING SPOT. CORNING PART# 1003-250 |  |  | 10 | 10 | 16 | 0.9259 | CF | CA | 12 | CA |  | 12 | 540 3 | US | 1 |  | 0 | STND | 30 | AF | IN | IN | IN | LN | WD | HT | P |  |  | O | O | O | O
GS-07F-238AA | CG-8050-2L | CHEMGLASS | 2000ML GLASS BEAKER HEAVY DUTY GRADUAT | CG-8050-2L | GRIFFIN BEAKER 2000ML HEAVY DUTY GRADUATED | HEAVY DUTY BEAKERS SPECIFICALLY DESIGNED TO OFFER THE BEST MECHANICAL STRENGTH UNDER HARSH CONDITIONS, SUCH AS MECHANIZED WASHING OPERATIONS. FOR CONVENIENCE, THE 250 THROUGH 4L BEAKERS HAVE A DOUBLE GRADUATED METRIC SCALE TO INDICATE THEIR APPROXIMA | ALL SIZES HAVE AN EXTRA LARGE MARKING SPOT. CORNING PART# 1003-2L |  |  | 10 | 10 | 16 | 0.9259 | CF | CA | 4 | CA |  | 18 | 540 3 | US | 1 |  | 0 | STND | 30 | AF | IN | IN | IN | LN | WD | HT | P |  |  | O | O | O | O
GS-07F-238AA | CG-8050-400 | CHEMGLASS | 400ML GLASS BEAKER HEAVY DUTY GRADUATE | CG-8050-400 | GRIFFIN BEAKER 400ML HEAVY DUTY GRADUATED | HEAVY DUTY BEAKERS SPECIFICALLY DESIGNED TO OFFER THE BEST MECHANICAL STRENGTH UNDER HARSH CONDITIONS, SUCH AS MECHANIZED WASHING OPERATIONS. FOR CONVENIENCE, THE 250 THROUGH 4L BEAKERS HAVE A DOUBLE GRADUATED METRIC SCALE TO INDICATE THEIR APPROXIMA | ALL SIZES HAVE AN EXTRA LARGE MARKING SPOT. CORNING PART# 1003-400 |  |  | 10 | 10 | 16 | 0.9259 | CF | CA | 12 | CA |  | 12 | 540 3 | US | 1 |  | 0 | STND | 30 | AF | IN | IN | IN | LN | WD | HT | P |  |  | O | O | O | O
GS-07F-238AA | CG-8050-4L | CHEMGLASS | 4000ML GLASS BEAKER HEAVY DUTY GRADUAT | CG-8050-4L | GRIFFIN BEAKER 4000ML HEAVY DUTY GRADUATED | HEAVY DUTY BEAKERS SPECIFICALLY DESIGNED TO OFFER THE BEST MECHANICAL STRENGTH UNDER HARSH CONDITIONS, SUCH AS MECHANIZED WASHING OPERATIONS. FOR CONVENIENCE, THE 250 THROUGH 4L BEAKERS HAVE A DOUBLE GRADUATED METRIC SCALE TO INDICATE THEIR APPROXIMA | ALL SIZES HAVE AN EXTRA LARGE MARKING SPOT. DIMENSIONS: 250 MM HX160 MM D. CORNING PART# 1003-4L |  |  | 10 | 10 | 16 | 0.9259 | CF | EA |  |  |  | 12 | 540 3 | US | 1 |  | 0 | STND | 30 | AF | IN | IN | IN | LN | WD | HT | P |  |  | O | O | O | O
GS-07F-238AA | CG-8050-600 | CHEMGLASS | 600ML GLASS BEAKER HEAVY DUTY GRADUATE | CG-8050-600 | GRIFFIN BEAKER 600ML HEAVY DUTY GRADUATED | HEAVY DUTY BEAKERS SPECIFICALLY DESIGNED TO OFFER THE BEST MECHANICAL STRENGTH UNDER HARSH CONDITIONS, SUCH AS MECHANIZED WASHING OPERATIONS. FOR CONVENIENCE, THE 250 THROUGH 4L BEAKERS HAVE A DOUBLE GRADUATED METRIC SCALE TO INDICATE THEIR APPROXIMA | ALL SIZES HAVE AN EXTRA LARGE MARKING SPOT. CORNING PART# 1003-600 |  |  | 10 | 10 | 16 | 0.9259 | CF | CA | 6 | CA |  | 12 | 540 3 | US | 1 |  | 0 | STND | 30 | AF | IN | IN | IN | LN | WD | HT | P |  |  | O | O | O | O
GS-07F-238AA | CG-8056-100 | CHEMGLASS | 100ML GLASS BEAKER TALL FORM BERZELIUS | CG-8056-100 | BERZELIUS BEAKER 100ML TALL FORM | A TALL BEAKER WITH SPOUT TO FACILITATE POURING. FOR CONVENIENCE, THESE BEAKERS ARE GRADUATED TO INDICATE THEIR APPROXIMATE CONTENT. GRADUATED IN 10ML INCREMENTS FROM 10ML TO 80ML. |  |  |  | 10 | 10 | 16 | 0.9259 | CF | CA | 12 | CA |  | 12 | 540 3 | US | 1 |  | 0 | STND | 30 | AF | IN | IN | IN | LN | WD | HT | P |  |  | O | O | O | O
GS-07F-238AA | CG-8056-1L | CHEMGLASS | 1000ML GLASS BEAKER TALL FORM BERZELIU | CG-8056-1L | BERZELIUS BEAKER 1000ML TALL FORM | A TALL BEAKER WITH SPOUT TO FACILITATE POURING. FOR CONVENIENCE, THESE BEAKERS ARE GRADUATED TO INDICATE THEIR APPROXIMATE CONTENT. GRADUATED IN 50ML INCREMENTS. DIMENSIONS: 187 MM HX89 MM D |  |  |  | 10 | 10 | 16 | 0.9259 | CF | CA | 6 | CA |  | 12 | 540 3 | US | 1 |  | 0 | STND | 30 | AF | IN | IN | IN | LN | WD | HT | P |  |  | O | O | O | O
GS-07F-238AA | CG-8056-200 | CHEMGLASS | 200ML GLASS BEAKER TALL FORM BERZELIUS | CG-8056-200 | BERZELIUS BEAKER 200ML TALL FORM | A TALL BEAKER WITH SPOUT TO FACILITATE POURING. FOR CONVENIENCE, THESE BEAKERS ARE GRADUATED TO INDICATE THEIR APPROXIMATE CONTENT. GRADUATED IN 25ML INCREMENTS. |  |  |  | 10 | 10 | 16 | 0.9259 | CF | CA | 12 | CA |  | 12 | 540 3 | US | 1 |  | 0 | STND | 30 | AF | IN | IN | IN | LN | WD | HT | P |  |  | O | O | O | O
GS-07F-238AA | CG-8056-300 | CHEMGLASS | 300ML GLASS BEAKER TALL FORM BERZELIUS | CG-8056-300 | BERZELIUS BEAKER 300ML TALL FORM | A TALL BEAKER WITH SPOUT TO FACILITATE POURING. FOR CONVENIENCE, THESE BEAKERS ARE GRADUATED TO INDICATE THEIR APPROXIMATE CONTENT. GRADUATED IN 25ML INCREMENTS. |  |  |  | 10 | 10 | 16 | 0.9259 | CF | CA | 12 | CA |  | 12 | 540 3 | US | 1 |  | 0 | STND | 30 | AF | IN | IN | IN | LN | WD | HT | P |  |  | O | O | O | O
GS-07F-238AA | CG-8056-400 | CHEMGLASS | 400ML GLASS BEAKER TALL FORM BERZELIUS | CG-8056-400 | BERZELIUS BEAKER 400ML TALL FORM | A TALL BEAKER WITH SPOUT TO FACILITATE POURING. FOR CONVENIENCE, THESE BEAKERS ARE GRADUATED TO INDICATE THEIR APPROXIMATE CONTENT. GRADUATED IN 25ML INCREMENTS. |  |  |  | 10 | 10 | 16 | 0.9259 | CF | CA | 6 | CA |  | 12 | 540 3 | US | 1 |  | 0 | STND | 30 | AF | IN | IN | IN | LN | WD | HT | P |  |  | O | O | O | O
GS-07F-238AA | CG-8056-500 | CHEMGLASS | 500ML GLASS BEAKER TALL FORM BERZELIUS | CG-8056-500 | BERZELIUS BEAKER 500ML TALL FORM | A TALL BEAKER WITH SPOUT TO FACILITATE POURING. FOR CONVENIENCE, THESE BEAKERS ARE GRADUATED TO INDICATE THEIR APPROXIMATE CONTENT. GRADUATED IN 50ML INCREMENTS. |  |  |  | 10 | 10 | 16 | 0.9259 | CF | CA | 6 | CA |  | 12 | 540 3 | US | 1 |  | 0 | STND | 30 | AF | IN | IN | IN | LN | WD | HT | P |  |  | O | O | O | O
GS-07F-238AA | CG-8056-600 | CHEMGLASS | 600ML GLASS BEAKER TALL FORM BERZELIUS | CG-8056-600 | BERZELIUS BEAKER 600ML TALL FORM | A TALL BEAKER WITH SPOUT TO FACILITATE POURING. FOR CONVENIENCE, THESE BEAKERS ARE GRADUATED TO INDICATE THEIR APPROXIMATE CONTENT. GRADUATED IN 50ML INCREMENTS. |  |  |  | 10 | 10 | 16 | 0.9259 | CF | CA | 6 | CA |  | 12 | 540 3 | US | 1 |  | 0 | STND | 30 | AF | IN | IN | IN | LN | WD | HT | P |  |  | O | O | O | O
GS-07F-238AA | CG-8088-100 | CHEMGLASS | PYREX MEDIA BOTTLES 100ML, GL-45 SC | CG-8088-100 | PYREX MEDIA BOTTLES 100ML, GL-45 CAP | 100 ML MEDIA BOTTLE WITH GL-45 SCREW CAP. HEAVY DUTY BOTTLE WHICH CAN BE USED FOR STORAGE AS WELL AS MIXING AND SAMPLING. INCLUDES LINERLESS, ONE-PIECE AUTOCLAVABLE POLYPROPYLENE PLUG SEAL CAP WITH DRIP FREE POURING RINGS. GLASS BEAD. | BOTTLES HAVE PERMANENT WHITE ENAMEL GRADUATIONS AND MARKING SPOTS. CAUTION: BOTTLES LARGER THAN 2L SHOULD NOT BE USED WITH BOTTLE TOP FILTER UNITS, OR IN OTHER APPLICATIONS INVOLVING VACUUM PRESSURE | DO NOT HAVE CAPS TIGHTENED IMMEDIATELY AFTER AUTOCLAVING (VACUUM PRESSURE CAN CAUSE BREAKAGE.)A POURING RING IS NOT INCLUDED ON 25ML SIZE. A VENTED CAP IS NOT RECOMMENDED FOR USE ON THE 5L AND 10L CG-8088 BOTTLE. |  | 10 | 10 | 16 | 0.9259 | CF | CA | 10 | CA |  | 10 | 540 3 | US | 1 |  | 0 | STND | 30 | AF | IN | IN | IN | LN | WD | HT | P |  |  | O | O | O | O
GS-07F-238AA | CG-8088-10L | CHEMGLASS | PYREX MEDIA BOTTLES 10000ML, GL-45 | CG-8088-10L | PYREX MEDIA BOTTLES 10000ML, GL-45 CAP | 10,000ML MEDIA BOTTLE WITH GL-45 SCREW CAP. HEAVY DUTY BOTTLE WHICH CAN BE USED FOR STORAGE AS WELL AS MIXING AND SAMPLING. INCLUDES LINERLESS, ONE-PIECE AUTOCLAVABLE POLYPROPYLENE PLUG SEAL CAP WITH DRIP FREE POURING RINGS. GLASS BEAD. | BOTTLES HAVE PERMANENT WHITE ENAMEL GRADUATIONS AND MARKING SPOTS. CAUTION: BOTTLES LARGER THAN 2L SHOULD NOT BE USED WITH BOTTLE TOP FILTER UNITS, OR IN OTHER APPLICATIONS INVOLVING VACUUM PRESSURE | DO NOT HAVE CAPS TIGHTENED IMMEDIATELY AFTER AUTOCLAVING (VACUUM PRESSURE CAN CAUSE BREAKAGE.)A POURING RING IS NOT INCLUDED ON 25ML SIZE. A VENTED CAP IS NOT RECOMMENDED FOR USE ON THE 5L AND 10L CG-8088 BOTTLE. |  | 10 | 10 | 16 | 0.9259 | CF | EA |  |  |  | 18 | 540 3 | US | 1 |  | 0 | STND | 30 | AF | IN | IN | IN | LN | WD | HT | P |  |  | O | O | O | O
GS-07F-238AA | CG-8088-1L | CHEMGLASS | PYREX MEDIA BOTTLES 1000ML, GL-45 | CG-8088-1L | PYREX MEDIA BOTTLES 1000ML, GL-45 CAP | 1000 ML MEDIA BOTTLE WITH GL-45 SCREW CAP. HEAVY DUTY BOTTLE WHICH CAN BE USED FOR STORAGE AS WELL AS MIXING AND SAMPLING. INCLUDES LINERLESS, ONE-PIECE AUTOCLAVABLE POLYPROPYLENE PLUG SEAL CAP WITH DRIP FREE POURING RINGS. GLASS BEAD. | BOTTLES HAVE PERMANENT WHITE ENAMEL GRADUATIONS AND MARKING SPOTS. CAUTION: BOTTLES LARGER THAN 2L SHOULD NOT BE USED WITH BOTTLE TOP FILTER UNITS, OR IN OTHER APPLICATIONS INVOLVING VACUUM PRESSURE | DO NOT HAVE CAPS TIGHTENED IMMEDIATELY AFTER AUTOCLAVING (VACUUM PRESSURE CAN CAUSE BREAKAGE.)A POURING RING IS NOT INCLUDED ON 25ML SIZE. A VENTED CAP IS NOT RECOMMENDED FOR USE ON THE 5L AND 10L CG-8088 BOTTLE. |  | 10 | 10 | 16 | 0.9259 | CF | CA | 10 | CA |  | 28 | 540 3 | US | 1 |  | 0 | STND | 30 | AF | IN | IN | IN | LN | WD | HT | P |  |  | O | O | O | O
GS-07F-238AA | CG-8088-25 | CHEMGLASS | PYREX MEDIA BOTTLES 25ML, GL-25 SCR | CG-8088-25 | PYREX MEDIA BOTTLES 25ML, GL-25 CAP | 25 ML MEDIA BOTTLE WITH GL-25 SCREW CAP. HEAVY DUTY BOTTLE WHICH CAN BE USED FOR STORAGE AS WELL AS MIXING AND SAMPLING. INCLUDES LINERLESS, ONE-PIECE AUTOCLAVABLE POLYPROPYLENE PLUG SEAL CAP WITH DRIP FREE POURING RINGS. GLASS BEAD. | BOTTLES HAVE PERMANENT WHITE ENAMEL GRADUATIONS AND MARKING SPOTS. CAUTION: BOTTLES LARGER THAN 2L SHOULD NOT BE USED WITH BOTTLE TOP FILTER UNITS, OR IN OTHER APPLICATIONS INVOLVING VACUUM PRESSURE | DO NOT HAVE CAPS TIGHTENED IMMEDIATELY AFTER AUTOCLAVING (VACUUM PRESSURE CAN CAUSE BREAKAGE.)A POURING RING IS NOT INCLUDED ON 25ML SIZE. A VENTED CAP IS NOT RECOMMENDED FOR USE ON THE 5L AND 10L CG-8088 BOTTLE. |  | 10 | 10 | 16 | 0.9259 | CF | CA | 10 | CA |  | 14 | 540 3 | US | 1 |  | 0 | STND | 30 | AF | IN | IN | IN | LN | WD | HT | P |  |  | O | O | O | O
GS-07F-238AA | CG-8088-250 | CHEMGLASS | PYREX MEDIA BOTTLES 250ML, GL-45 SC | CG-8088-250 | PYREX MEDIA BOTTLES 250ML, GL-45 CAP | 250 ML MEDIA BOTTLE WITH GL-45 SCREW CAP. HEAVY DUTY BOTTLE WHICH CAN BE USED FOR STORAGE AS WELL AS MIXING AND SAMPLING. INCLUDES LINERLESS, ONE-PIECE AUTOCLAVABLE POLYPROPYLENE PLUG SEAL CAP WITH DRIP FREE POURING RINGS. GLASS BEAD. | BOTTLES HAVE PERMANENT WHITE ENAMEL GRADUATIONS AND MARKING SPOTS. CAUTION: BOTTLES LARGER THAN 2L SHOULD NOT BE USED WITH BOTTLE TOP FILTER UNITS, OR IN OTHER APPLICATIONS INVOLVING VACUUM PRESSURE | DO NOT HAVE CAPS TIGHTENED IMMEDIATELY AFTER AUTOCLAVING (VACUUM PRESSURE CAN CAUSE BREAKAGE.)A POURING RING IS NOT INCLUDED ON 25ML SIZE. A VENTED CAP IS NOT RECOMMENDED FOR USE ON THE 5L AND 10L CG-8088 BOTTLE. |  | 10 | 10 | 16 | 0.9259 | CF | CA | 10 | CA |  | 14 | 540 3 | US | 1 |  | 0 | STND | 30 | AF | IN | IN | IN | LN | WD | HT | P |  |  | O | O | O | O
GS-07F-238AA | CG-8088-2L | CHEMGLASS | PYREX MEDIA BOTTLES 2000ML, GL-45 | CG-8088-2L | PYREX MEDIA BOTTLES 2000ML, GL-45 CAP | 2000 ML MEDIA BOTTLE WITH GL-45 SCREW CAP. HEAVY DUTY BOTTLE WHICH CAN BE USED FOR STORAGE AS WELL AS MIXING AND SAMPLING. INCLUDES LINERLESS, ONE-PIECE AUTOCLAVABLE POLYPROPYLENE PLUG SEAL CAP WITH DRIP FREE POURING RINGS. GLASS BEAD. | BOTTLES HAVE PERMANENT WHITE ENAMEL GRADUATIONS AND MARKING SPOTS. CAUTION: BOTTLES LARGER THAN 2L SHOULD NOT BE USED WITH BOTTLE TOP FILTER UNITS, OR IN OTHER APPLICATIONS INVOLVING VACUUM PRESSURE | DO NOT HAVE CAPS TIGHTENED IMMEDIATELY AFTER AUTOCLAVING (VACUUM PRESSURE CAN CAUSE BREAKAGE.)A POURING RING IS NOT INCLUDED ON 25ML SIZE. A VENTED CAP IS NOT RECOMMENDED FOR USE ON THE 5L AND 10L CG-8088 BOTTLE. |  | 10 | 10 | 16 | 0.9259 | CF | CA | 10 | CA |  | 32 | 540 3 | US | 1 |  | 0 | STND | 30 | AF | IN | IN | IN | LN | WD | HT | P |  |  | O | O | O | O
GS-07F-238AA | CG-8088-50 | CHEMGLASS | PYREX MEDIA BOTTLES 50ML, GL-32 SCR | CG-8088-50 | PYREX MEDIA BOTTLES 50ML, GL-32 CAP | 50 ML MEDIA BOTTLE WITH GL-32 SCREW CAP. HEAVY DUTY BOTTLE WHICH CAN BE USED FOR STORAGE AS WELL AS MIXING AND SAMPLING. INCLUDES LINERLESS, ONE-PIECE AUTOCLAVABLE POLYPROPYLENE PLUG SEAL CAP WITH DRIP FREE POURING RINGS. GLASS BEAD. | BOTTLES HAVE PERMANENT WHITE ENAMEL GRADUATIONS AND MARKING SPOTS. CAUTION: BOTTLES LARGER THAN 2L SHOULD NOT BE USED WITH BOTTLE TOP FILTER UNITS, OR IN OTHER APPLICATIONS INVOLVING VACUUM PRESSURE, AS BREAKAGE | DO NOT HAVE CAPS TIGHTENED IMMEDIATELY AFTER AUTOCLAVING (VACUUM PRESSURE CAN CAUSE BREAKAGE.)A POURING RING IS NOT INCLUDED ON 25ML SIZE. A VENTED CAP IS NOT RECOMMENDED FOR USE ON THE 5L AND 10L CG-8088 BOTTLE. |  | 10 | 10 | 16 | 0.9259 | CF | CA | 10 | CA |  | 18 | 540 3 | US | 1 |  | 0 | STND | 30 | AF | IN | IN | IN | LN | WD | HT | P |  |  | O | O | O | O
GS-07F-238AA | CG-8088-500 | CHEMGLASS | PYREX MEDIA BOTTLES 500ML, GL-45 SC | CG-8088-500 | PYREX MEDIA BOTTLES 500ML, GL-45 CAP | 500 ML MEDIA BOTTLE WITH GL-45 SCREW CAP. HEAVY DUTY BOTTLE WHICH CAN BE USED FOR STORAGE AS WELL AS MIXING AND SAMPLING. INCLUDES LINERLESS, ONE-PIECE AUTOCLAVABLE POLYPROPYLENE PLUG SEAL CAP WITH DRIP FREE POURING RINGS. GLASS BEAD. | BOTTLES HAVE PERMANENT WHITE ENAMEL GRADUATIONS AND MARKING SPOTS. CAUTION: BOTTLES LARGER THAN 2L SHOULD NOT BE USED WITH BOTTLE TOP FILTER UNITS, OR IN OTHER APPLICATIONS INVOLVING VACUUM PRESSURE, AS BREAKAGE | DO NOT HAVE CAPS TIGHTENED IMMEDIATELY AFTER AUTOCLAVING (VACUUM PRESSURE CAN CAUSE BREAKAGE.)A POURING RING IS NOT INCLUDED ON 25ML SIZE. A VENTED CAP IS NOT RECOMMENDED FOR USE ON THE 5L AND 10L CG-8088 BOTTLE. |  | 10 | 10 | 16 | 0.9259 | CF | CA | 10 | CA |  | 18 | 540 3 | US | 1 |  | 0 | STND | 30 | AF | IN | IN | IN | LN | WD | HT | P |  |  | O | O | O | O
GS-07F-238AA | CG-8088-5L | CHEMGLASS | PYREX MEDIA BOTTLES 5000ML, GL-45 | CG-8088-5L | PYREX MEDIA BOTTLES 5000ML, GL-45 CAP | 5000 ML MEDIA BOTTLE WITH GL-45 SCREW CAP. HEAVY DUTY BOTTLE WHICH CAN BE USED FOR STORAGE AS WELL AS MIXING AND SAMPLING. INCLUDES LINERLESS, ONE-PIECE AUTOCLAVABLE POLYPROPYLENE PLUG SEAL CAP WITH DRIP FREE POURING RINGS. GLASS BEAD. | BOTTLES HAVE PERMANENT WHITE ENAMEL GRADUATIONS AND MARKING SPOTS. CAUTION: BOTTLES LARGER THAN 2L SHOULD NOT BE USED WITH BOTTLE TOP FILTER UNITS, OR IN OTHER APPLICATIONS INVOLVING VACUUM PRESSURE, AS BREAKAG | DO NOT HAVE CAPS TIGHTENED IMMEDIATELY AFTER AUTOCLAVING (VACUUM PRESSURE CAN CAUSE BREAKAGE.)A POURING RING IS NOT INCLUDED ON 25ML SIZE. A VENTED CAP IS NOT RECOMMENDED FOR USE ON THE 5L AND 10L CG-8088 BOTTLE. |  | 10 | 10 | 16 | 0.9259 | CF | EA |  |  |  | 12 | 540 3 | US | 1 |  | 0 | STND | 30 | AF | IN | IN | IN | LN | WD | HT | P |  |  | O | O | O | O
GS-07F-238AA | CG-8090-100 | CHEMGLASS | PYREX MEDIA BOTTLES 100ML LOW ACTINIC W | CG-8090-100 | PYREX MEDIA BOTTLES 100ML LOW ACTINIC, GL-45 CAP | 100 ML LOW ACTINIC MEDIA BOTTLE WITH GL-45 SCREW CAP. IDEAL FOR MEDIA, BUFFERS, AQUEOUS, AND NONAQUEOUS SOLUTIONS, THIS HEAVY DUTY BOTTLE OF LOW ACTINIC GLASS FOR USE WHEN STORING/TRANSPORTING LIGHT SENSITIVE MATERIALS. | AUTOCLAVABLE, ORANGE POLYPROPYLENE, PLUG-SEAL CAP WITH DRIP-FREE POURING RINGS. GLASS BEAD INDICATES FULL CAPACITY LINE. PERMANENT WHITE ENAMEL GRADUATIONS AND MARKING SPOTS. THREAD SIZE IS GL-45, WHILE NECK IDS 29MM. REPLACEMENT CAPS AVAILABLE. | CORNING PART #51395-100 |  | 10 | 10 | 16 | 0.9259 | CF | CA | 4 | CA |  | 9 | 540 3 | US | 1 |  | 0 | STND | 30 | AF | IN | IN | IN | LN | WD | HT | P |  |  | O | O | O | O
GS-07F-238AA | CG-8090-10L | CHEMGLASS | PYREX MEDIA BOTTLES 1L LOW ACTINIC | CG-8090-10L | PYREX MEDIA BOTTLES 10000ML LOW ACTINIC, GL-45 CAP | 10,000ML LOW ACTINIC MEDIA BOTTLE WITH GL-45 SCREW CAP. IDEAL FOR MEDIA, BUFFERS, AQUEOUS, AND NONAQUEOUS SOLUTIONS, THIS HEAVY DUTY BOTTLE OF LOW ACTINIC GLASS FOR USE WHEN STORING/TRANSPORTING LIGHT SENSITIVE MATERIALS. | AUTOCLAVABLE, ORANGE POLYPROPYLENE, PLUG-SEAL CAP WITH DRIP-FREE POURING RINGS. GLASS BEAD INDICATES FULL CAPACITY LINE. PERMANENT WHITE ENAMEL GRADUATIONS AND MARKING SPOTS. THREAD SIZE IS GL-45, WHILE NECK IDS 29MM. REPLACEMENT CAPS AVAILABLE. | CORNING PART #51395-10L |  | 10 | 10 | 16 | 0.9259 | CF | EA |  |  |  | 18 | 540 3 | US | 1 |  | 0 | STND | 30 | AF | IN | IN | IN | LN | WD | HT | P |  |  | O | O | O | O
GS-07F-238AA | CG-8090-1L | CHEMGLASS | PYREX MEDIA BOTTLES 1000ML LOW ACTINIC | CG-8090-1L | PYREX MEDIA BOTTLES 1000ML LOW ACTINIC, GL-45 CAP | 1000 ML LOW ACTINIC MEDIA BOTTLE WITH GL-45 SCREW CAP. IDEAL FOR MEDIA, BUFFERS, AQUEOUS, AND NONAQUEOUS SOLUTIONS, THIS HEAVY DUTY BOTTLE OF LOW ACTINIC GLASS FOR USE WHEN STORING/TRANSPORTING LIGHT SENSITIVE MATERIALS. | AUTOCLAVABLE, ORANGE POLYPROPYLENE, PLUG-SEAL CAP WITH DRIP-FREE POURING RINGS. GLASS BEAD INDICATES FULL CAPACITY LINE. PERMANENT WHITE ENAMEL GRADUATIONS AND MARKING SPOTS. THREAD SIZE IS GL-45, WHILE NECK IDS 29MM. REPLACEMENT CAPS AVAILABLE. | CORNING PART #51395-1L |  | 10 | 10 | 16 | 0.9259 | CF | CA | 4 | CA |  | 10 | 540 3 | US | 1 |  | 0 | STND | 30 | AF | IN | IN | IN | LN | WD | HT | P |  |  | O | O | O | O
GS-07F-238AA | CG-8090-25 | CHEMGLASS | PYREX MEDIA BOTTLES 25ML LOW ACTINIC WI | CG-8090-25 | PYREX MEDIA BOTTLES 25ML LOW ACTINIC, GL-25 CAP | 25 ML LOW ACTINIC MEDIA BOTTLE WITH GL-25 SCREW CAP. IDEAL FOR MEDIA, BUFFERS, AQUEOUS, AND NONAQUEOUS SOLUTIONS, THIS HEAVY DUTY BOTTLE OF LOW ACTINIC GLASS FOR USE WHEN STORING/TRANSPORTING LIGHT SENSITIVE MATERIALS. | AUTOCLAVABLE, ORANGE POLYPROPYLENE, PLUG-SEAL CAP WITH DRIP-FREE POURING RINGS. GLASS BEAD INDICATES FULL CAPACITY LINE. PERMANENT WHITE ENAMEL GRADUATIONS AND MARKING SPOTS. THREAD SIZE IS GL-45, WHILE NECK IDS 29MM. REPLACEMENT CAPS AVAILABLE. | CORNING PART #51395-25 |  | 10 | 10 | 16 | 0.9259 | CF | CA | 4 | CA |  | 8 | 540 3 | US | 1 |  | 0 | STND | 30 | AF | IN | IN | IN | LN | WD | HT | P |  |  | O | O | O | O
GS-07F-238AA | CG-8090-250 | CHEMGLASS | PYREX MEDIA BOTTLES 250ML LOW ACTINIC W | CG-8090-250 | PYREX MEDIA BOTTLES 250ML LOW ACTINIC, GL-45 CAP | 250 ML LOW ACTINIC MEDIA BOTTLE WITH GL-45 SCREW CAP. IDEAL FOR MEDIA, BUFFERS, AQUEOUS, AND NONAQUEOUS SOLUTIONS, THIS HEAVY DUTY BOTTLE OF LOW ACTINIC GLASS FOR USE WHEN STORING/TRANSPORTING LIGHT SENSITIVE MATERIALS. | AUTOCLAVABLE, ORANGE POLYPROPYLENE, PLUG-SEAL CAP WITH DRIP-FREE POURING RINGS. GLASS BEAD INDICATES FULL CAPACITY LINE. PERMANENT WHITE ENAMEL GRADUATIONS AND MARKING SPOTS. THREAD SIZE IS GL-45, WHILE NECK IDS 29MM. REPLACEMENT CAPS AVAILABLE. | CORNING PART #51395-250 |  | 10 | 10 | 16 | 0.9259 | CF | CA | 4 | CA |  | 7 | 540 3 | US | 1 |  | 0 | STND | 30 | AF | IN | IN | IN | LN | WD | HT | P |  |  | O | O | O | O
GS-07F-238AA | CG-8090-2L | CHEMGLASS | PYREX MEDIA BOTTLES 2000ML LOW ACTINIC | CG-8090-2L | PYREX MEDIA BOTTLES 2000ML LOW ACTINIC, GL-45 CAP | 2000 ML LOW ACTINIC MEDIA BOTTLE WITH GL-45 SCREW CAP. IDEAL FOR MEDIA, BUFFERS, AQUEOUS, AND NONAQUEOUS SOLUTIONS, THIS HEAVY DUTY BOTTLE OF LOW ACTINIC GLASS FOR USE WHEN STORING/TRANSPORTING LIGHT SENSITIVE MATERIALS. | AUTOCLAVABLE, ORANGE POLYPROPYLENE, PLUG-SEAL CAP WITH DRIP-FREE POURING RINGS. GLASS BEAD INDICATES FULL CAPACITY LINE. PERMANENT WHITE ENAMEL GRADUATIONS AND MARKING SPOTS. THREAD SIZE IS GL-45, WHILE NECK IDS 29MM. REPLACEMENT CAPS AVAILABLE. | CORNING PART #51395-2L |  | 10 | 10 | 16 | 0.9259 | CF | CA | 4 | CA |  | 18 | 540 3 | US | 1 |  | 0 | STND | 30 | AF | IN | IN | IN | LN | WD | HT | P |  |  | O | O | O | O
GS-07F-238AA | CG-8090-50 | CHEMGLASS | PYREX MEDIA BOTTLES 50ML LOW ACTINIC WI | CG-8090-50 | PYREX MEDIA BOTTLES 50ML LOW ACTINIC, GL-32 CAP | 50 ML LOW ACTINIC MEDIA BOTTLE WITH GL-32 SCREW CAP. IDEAL FOR MEDIA, BUFFERS, AQUEOUS, AND NONAQUEOUS SOLUTIONS, THIS HEAVY DUTY BOTTLE OF LOW ACTINIC GLASS FOR USE WHEN STORING/TRANSPORTING LIGHT SENSITIVE MATERIALS. | AUTOCLAVABLE, ORANGE POLYPROPYLENE, PLUG-SEAL CAP WITH DRIP-FREE POURING RINGS. GLASS BEAD INDICATES FULL CAPACITY LINE. PERMANENT WHITE ENAMEL GRADUATIONS AND MARKING SPOTS. THREAD SIZE IS GL-45, WHILE NECK IDS 29MM. REPLACEMENT CAPS AVAILABLE. | CORNING PART #51395-50 |  | 10 | 10 | 16 | 0.9259 | CF | CA | 4 | CA |  | 7 | 540 3 | US | 1 |  | 0 | STND | 30 | AF | IN | IN | IN | LN | WD | HT | P |  |  | O | O | O | O
GS-07F-238AA | CG-8090-500 | CHEMGLASS | PYREX MEDIA BOTTLES 500ML LOW ACTINIC W | CG-8090-500 | PYREX MEDIA BOTTLES 500ML LOW ACTINIC, GL-45 CAP | 500 ML LOW ACTINIC MEDIA BOTTLE WITH GL-45 SCREW CAP. IDEAL FOR MEDIA, BUFFERS, AQUEOUS, AND NONAQUEOUS SOLUTIONS, THIS HEAVY DUTY BOTTLE OF LOW ACTINIC GLASS FOR USE WHEN STORING/TRANSPORTING LIGHT SENSITIVE MATERIALS. | AUTOCLAVABLE, ORANGE POLYPROPYLENE, PLUG-SEAL CAP WITH DRIP-FREE POURING RINGS. GLASS BEAD INDICATES FULL CAPACITY LINE. PERMANENT WHITE ENAMEL GRADUATIONS AND MARKING SPOTS. THREAD SIZE IS GL-45, WHILE NECK IDS 29MM. REPLACEMENT CAPS AVAILABLE. | CORNING PART #51395-500 |  | 10 | 10 | 16 | 0.9259 | CF | CA | 4 | CA |  | 9 | 540 3 | US | 1 |  | 0 | STND | 30 | AF | IN | IN | IN | LN | WD | HT | P |  |  | O | O | O | O
GS-07F-238AA | CG-8090-5L | CHEMGLASS | PYREX MEDIA BOTTLES 5L LOW ACTINIC | CG-8090-5L | PYREX MEDIA BOTTLES 5000ML LOW ACTINIC, GL-45 CAP | 5000 ML LOW ACTINIC MEDIA BOTTLE WITH GL-45 SCREW CAP. IDEAL FOR MEDIA, BUFFERS, AQUEOUS, AND NONAQUEOUS SOLUTIONS, THIS HEAVY DUTY BOTTLE OF LOW ACTINIC GLASS FOR USE WHEN STORING/TRANSPORTING LIGHT SENSITIVE MATERIALS. | AUTOCLAVABLE, ORANGE POLYPROPYLENE, PLUG-SEAL CAP WITH DRIP-FREE POURING RINGS. GLASS BEAD INDICATES FULL CAPACITY LINE. PERMANENT WHITE ENAMEL GRADUATIONS AND MARKING SPOTS. THREAD SIZE IS GL-45, WHILE NECK IDS 29MM. REPLACEMENT CAPS AVAILABLE. | CORNING PART #51395-5L |  | 10 | 10 | 16 | 0.9259 | CF | EA |  |  |  | 12 | 540 3 | US | 1 |  | 0 | STND | 30 | AF | IN | IN | IN | LN | WD | HT | P |  |  | O | O | O | O
GS-07F-238AA | CG-8098-100 | CHEMGLASS | COATED PYREX MEDIA BOTTLES 100ML, G | CG-8098-100 | COATED PYREX MEDIA BOTTLES 100ML GL-45 | 100 ML PYREX PLUS MEDIA BOTTLE WITH GL-45 SCREW CAP. THESE HEAVY DUTY PYREX PLUS ROUND BOTTLES HAVE A PROTECTIVE PVC COATING TO HELP PREVENT GLASS FROM SHATTERING AND REDUCES SPILLS. BOTTLES ARE AUTOCLAVABLE AT 121 C AND RESISTANT TO THERMAL SHOCK. | GL-45 THREADED NECKS WITH AUTOCLAVABLE, ONE-PIECE, TEAL COLORED POLYPROPYLENE PLUG SEAL CAPS WITH DRIP-FREE POURING RINGS. GLASS BEAD INDICATES FULL CAPACITY LINE. TEAL ENAMELED GRADUATIONS AND MARKING SPOT. | DO NOT PLACE OVER DIRECT HEAT OR FLAME. DO NOT HEAT ABOVE 121 C MOIST HEAT OR 110 C DRY HEAT. CAUTION: DO NOT HAVE CAPS TIGHTENED IMMEDIATELY AFTER AUTOCLAVING (VACUUM PRESSURE CAN CAUSE BREAKAGE.)CORNING PART #61626-100 |  | 10 | 10 | 16 | 0.9259 | CF | CA | 4 | CA |  | 10 | 540 3 | US | 1 |  | 0 | STND | 30 | AF | IN | IN | IN | LN | WD | HT | P |  |  | O | O | O | O
GS-07F-238AA | CG-8098-1L | CHEMGLASS | COATED PYREX MEDIA BOTTLES 1000ML WITH | CG-8098-1L | COATED PYREX MEDIA BOTTLES 1000ML GL-45 | 1000 ML PYREX PLUS MEDIA BOTTLE WITH GL-45 SCREW CAP. THESE HEAVY DUTY PYREXPLUS ROUND BOTTLES HAVE A PROTECTIVE PVC COATING TO HELP PREVENT GLASS FROM SHATTERING AND REDUCES SPILLS. BOTTLES ARE AUTOCLAVABLE AT 121 C AND RESISTANT TO THERMAL SHOCK. | GL-45 THREADED NECKS WITH AUTOCLAVABLE, ONE-PIECE, TEAL COLORED POLYPROPYLENE PLUG SEAL CAPS WITH DRIP-FREE POURING RINGS. GLASS BEAD INDICATES FULL CAPACITY LINE. TEAL ENAMELED GRADUATIONS AND MARKING SPOT. | DO NOT PLACE OVER DIRECT HEAT OR FLAME. DO NOT HEAT ABOVE 121 C MOIST HEAT OR 110 C DRY HEAT. CAUTION: DO NOT HAVE CAPS TIGHTENED IMMEDIATELY AFTER AUTOCLAVING (VACUUM PRESSURE CAN CAUSE BREAKAGE.)CORNING PART #61626-1L |  | 10 | 10 | 16 | 0.9259 | CF | CA | 4 | CA |  | 10 | 540 3 | US | 1 |  | 0 | STND | 30 | AF | IN | IN | IN | LN | WD | HT | P |  |  | O | O | O | O
GS-07F-238AA | CG-8098-250 | CHEMGLASS | COATED PYREX MEDIA BOTTLES 250ML, G | CG-8098-250 | COATED PYREX MEDIA BOTTLES 250ML GL-45 | 250 ML PYREX PLUS MEDIA BOTTLE WITH GL-45 SCREW CAP. THESE HEAVY DUTY PYREXPLUS ROUND BOTTLES HAVE A PROTECTIVE PVC COATING TO HELP PREVENT GLASS FROM SHATTERING AND REDUCES SPILLS. BOTTLES ARE AUTOCLAVABLE AT 121 C AND RESISTANT TO THERMAL SHOCK. | GL-45 THREADED NECKS WITH AUTOCLAVABLE, ONE-PIECE, TEAL COLORED POLYPROPYLENE PLUG SEAL CAPS WITH DRIP-FREE POURING RINGS. GLASS BEAD INDICATES FULL CAPACITY LINE. TEAL ENAMELED GRADUATIONS AND MARKING SPOT. | DO NOT PLACE OVER DIRECT HEAT OR FLAME. DO NOT HEAT ABOVE 121 C MOIST HEAT OR 110 C DRY HEAT. CAUTION: DO NOT HAVE CAPS TIGHTENED IMMEDIATELY AFTER AUTOCLAVING (VACUUM PRESSURE CAN CAUSE BREAKAGE.)CORNING PART #61626-250 |  | 10 | 10 | 16 | 0.9259 | CF | CA | 4 | CA |  | 7 | 540 3 | US | 1 |  | 0 | STND | 30 | AF | IN | IN | IN | LN | WD | HT | P |  |  | O | O | O | O
GS-07F-238AA | CG-8098-2L | CHEMGLASS | COATED PYREX MEDIA BOTTLES 2000ML WITH | CG-8098-2L | COATED PYREX MEDIA BOTTLES 2000ML GL-45 | 2000 ML PYREX PLUS MEDIA BOTTLE WITH GL-45 SCREW CAP. THESE HEAVY DUTY PYREXPLUS ROUND BOTTLES HAVE A PROTECTIVE PVC COATING TO HELP PREVENT GLASS FROM SHATTERING AND REDUCES SPILLS. BOTTLES ARE AUTOCLAVABLE AT 121 C AND RESISTANT TO THERMAL SHOCK. | GL-45 THREADED NECKS WITH AUTOCLAVABLE, ONE-PIECE, TEAL COLORED POLYPROPYLENE PLUG SEAL CAPS WITH DRIP-FREE POURING RINGS. GLASS BEAD INDICATES FULL CAPACITY LINE. TEAL ENAMELED GRADUATIONS AND MARKING SPOT. | DO NOT PLACE OVER DIRECT HEAT OR FLAME. DO NOT HEAT ABOVE 121 C MOIST HEAT OR 110 C DRY HEAT. CAUTION: DO NOT HAVE CAPS TIGHTENED IMMEDIATELY AFTER AUTOCLAVING (VACUUM PRESSURE CAN CAUSE BREAKAGE.)CORNING PART #61626-2L |  | 10 | 10 | 16 | 0.9259 | CF | CA | 4 | CA |  | 18 | 540 3 | US | 1 |  | 0 | STND | 30 | AF | IN | IN | IN | LN | WD | HT | P |  |  | O | O | O | O
GS-07F-238AA | CG-8098-500 | CHEMGLASS | COATED PYREX MEDIA BOTTLES 500ML, G | CG-8098-500 | COATED PYREX MEDIA BOTTLES 500ML GL-45 | 500 ML PYREX PLUS MEDIA BOTTLE WITH GL-45 SCREW CAP. THESE HEAVY DUTY PYREXPLUS ROUND BOTTLES HAVE A PROTECTIVE PVC COATING TO HELP PREVENT GLASS FROM SHATTERING AND REDUCES SPILLS. BOTTLES ARE AUTOCLAVABLE AT 121 C AND RESISTANT TO THERMAL SHOCK. | GL-45 THREADED NECKS WITH AUTOCLAVABLE, ONE-PIECE, TEAL COLORED POLYPROPYLENE PLUG SEAL CAPS WITH DRIP-FREE POURING RINGS. GLASS BEAD INDICATES FULL CAPACITY LINE. TEAL ENAMELED GRADUATIONS AND MARKING SPOT. | DO NOT PLACE OVER DIRECT HEAT OR FLAME. DO NOT HEAT ABOVE 121 C MOIST HEAT OR 110 C DRY HEAT. CAUTION: DO NOT HAVE CAPS TIGHTENED IMMEDIATELY AFTER AUTOCLAVING (VACUUM PRESSURE CAN CAUSE BREAKAGE.)CORNING PART #61626-500 |  | 10 | 10 | 16 | 0.9259 | CF | CA | 4 | CA |  | 9 | 540 3 | US | 1 |  | 0 | STND | 30 | AF | IN | IN | IN | LN | WD | HT | P |  |  | O | O | O | O
GS-07F-238AA | CG-8106-4L | CHEMGLASS | LG PYREX SERUM BOTTLE 4000ML | CG-8106-4L | LARGE PYREX SERUM BOTTLES 4000ML GLASS LAB CARBOY | THESE 4L PYREX SERUM BOTTLES ARE DESIGNED ESPECIALLY FOR HANDLING AND STORING STERILE CULTURE MEDIA AND SERA WHERE STABILITY OF THE GLASS IS OF PRIME IMPORTANCE. SUITABLE FOR STORING DISTILLED WATER AND STANDARD SOLUTIONS WILL WITHSTAND HOT AIR (DRY) | NECKS ARE TOOLED TO INCREASE MECHANICAL STRENGTH AND FOR UNIFORM STOPPER FIT. | WIDE MOUTH, CYLINDRICAL, HEAVY WALL, |  | 10 | 10 | 16 | 0.9259 | CF | EA |  |  |  | 37 | 540 3 | US | 1 |  | 0 | STND | 30 | AF | IN | IN | IN | LN | WD | HT | P |  |  | O | O | O | O
GS-07F-238AA | CG-8106-9L | CHEMGLASS | LG PYREX SERUM BOTTLE 9000ML | CG-8106-9L | LARGE PYREX SERUM BOTTLES 9000ML GLASS LAB CARBOY | THESE 9L PYREX SERUM BOTTLES ARE DESIGNED ESPECIALLY FOR HANDLING AND STORING STERILE CULTURE MEDIA AND SERA WHERE STABILITY OF THE GLASS IS OF PRIME IMPORTANCE. SUITABLE FOR STORING DISTILLED WATER AND STANDARD SOLUTIONS WILL WITHSTAND HOT AIR (DRY) | NECKS ARE TOOLED TO INCREASE MECHANICAL STRENGTH AND FOR UNIFORM STOPPER FIT. | WIDE MOUTH, CYLINDRICAL, HEAVY WALL, 413 MM H, 203 MM OD (APPROX), NECK O. D.: 51 MM (APPROX) |  | 10 | 10 | 16 | 0.9259 | CF | EA |  |  |  | 40 | 540 3 | US | 1 |  | 0 | STND | 30 | AF | IN | IN | IN | LN | WD | HT | P |  |  | O | O | O | O
GS-07F-238AA | CG-8108-12 | CHEMGLASS | LG PYREX SOLUTION BOTTLE 45500ML | CG-8108-12 | LARGE PYREX SOLUTION BOTTLES 45500ML GLASS LAB CARBOY | THESE 45500 ML SOLUTION BOTTLES ARE DESIGNED FOR STORAGE OF SOLUTIONS AND ARE IDEAL FOR MEDIA PREPARATION. THE 9.5L (2.5 GALLON ) AND 13.25L (3.5 GALLON ) SIZES ARE IN A CONVENTIONAL BOTTLE SHAPE. THE 19L (5 GALLON ) AND 45.5L (12 GALLON ) SIZES ARE | NECKS ARE TOOLED TO INCREASE MECHANICAL STRENGTH AND FOR UNIFORM STOPPER FIT. | WIDE MOUTH, CYLINDRICAL, HEAVY WALL |  | 10 | 10 | 16 | 0.9259 | CF | EA |  |  |  | 78 | 540 3 | US | 1 |  | 0 | STND | 30 | AF | IN | IN | IN | LN | WD | HT | P |  |  | O | O | O | O
GS-07F-238AA | CG-8108-2X | CHEMGLASS | LG PYREX SOLUTION BOTTLE 9500ML | CG-8108-2X | LARGE PYREX SOLUTION BOTTLES 9500ML GLASS LAB CARBOY | THESE 9500ML SOLUTION BOTTLES ARE DESIGNED FOR STORAGE OF SOLUTIONS AND ARE IDEAL FOR MEDIA PREPARATION. THE 9.5L (2.5 GALLON ) AND 13.25L (3.5 GALLON ) SIZES ARE IN A CONVENTIONAL BOTTLE SHAPE. THE 19L (5 GALLON ) AND 45.5L (12 GALLON ) SIZES ARE SI | NECKS ARE TOOLED TO INCREASE MECHANICAL STRENGTH AND FOR UNIFORM STOPPER FIT. | WIDE MOUTH, CYLINDRICAL, HEAVY WALL |  | 10 | 10 | 16 | 0.9259 | CF | EA |  |  |  | 42 | 540 3 | US | 1 |  | 0 | STND | 30 | AF | IN | IN | IN | LN | WD | HT | P |  |  | O | O | O | O
GS-07F-238AA | CG-8108-3X | CHEMGLASS | LG PYREX SOLUTION BOTTLE 13250ML | CG-8108-3X | LARGE PYREX SOLUTION BOTTLES 13250ML GLASS LAB CARBOY | THESE 13250ML SOLUTION BOTTLES ARE DESIGNED FOR STORAGE OF SOLUTIONS AND ARE IDEAL FOR MEDIA PREPARATION. THE 9.5L (2.5 GALLON ) AND 13.25L (3.5 GALLON ) SIZES ARE IN A CONVENTIONAL BOTTLE SHAPE. THE 19L (5 GALLON ) AND 45.5L (12 GALLON ) SIZES ARE S | NECKS ARE TOOLED TO INCREASE MECHANICAL STRENGTH AND FOR UNIFORM STOPPER FIT. | WIDE MOUTH, CYLINDRICAL, HEAVY WALL |  | 10 | 10 | 16 | 0.9259 | CF | EA |  |  |  | 26 | 540 3 | US | 1 |  | 0 | STND | 30 | AF | IN | IN | IN | LN | WD | HT | P |  |  | O | O | O | O
GS-07F-238AA | CG-8108-5 | CHEMGLASS | LG PYREX SOLUTION BOTTLE 19000ML | CG-8108-5 | LARGE PYREX SOLUTION BOTTLES 19000ML GLASS LAB CARBOY | THESE 19000ML SOLUTION BOTTLES ARE DESIGNED FOR STORAGE OF SOLUTIONS AND ARE IDEAL FOR MEDIA PREPARATION THE 19L (5 GALLON ) AND 45.5L (12 GALLON ) SIZES ARE SIMILAR IN DESIGN TO A CARBOY. THE NECKS ARE TOOLED TO INCREASE MECHANICAL STRENGTH AND FOR | NECKS ARE TOOLED TO INCREASE MECHANICAL STRENGTH AND FOR UNIFORM STOPPER FIT. | WIDE MOUTH, CYLINDRICAL, HEAVY WALL |  | 10 | 10 | 16 | 0.9259 | CF | EA |  |  |  | 60 | 540 3 | US | 1 |  | 0 | STND | 30 | AF | IN | IN | IN | LN | WD | HT | P |  |  | O | O | O | O
GS-07F-238AA | CG-8496-10 | CHEMGLASS | 10ML ERLENMEYER FLASK PYREX CS/12 | CG-8496-10 | ERLENMEYER FLASK PYREX 10ML | APPROX GRADUATIONS ARE IN DURABLE WHITE ENAMEL. AN EXTRA LARGE MARKING SPACE IS ALSO PROVIDED. HEAVY, DURABLE TOP TOOLING. STOPPER IS NOT INCLUDED. |  |  |  | 10 | 10 | 16 | 0.9259 | CF | CA | 12 | CA |  | 12 | 540 3 | US | 1 |  | 0 | STND | 30 | AF | IN | IN | IN | LN | WD | HT | P |  |  | O | O | O | O
GS-07F-238AA | CG-8496-125 | CHEMGLASS | 125ML ERLENMEYER FLASK PYREX CS/12 | CG-8496-125 | ERLENMEYER FLASK PYREX 125ML | APPROX GRADUATIONS ARE IN DURABLE WHITE ENAMEL. AN EXTRA LARGE MARKING SPACE IS ALSO PROVIDED. HEAVY, DURABLE TOP TOOLING. STOPPER IS NOT INCLUDED. |  |  |  | 10 | 10 | 16 | 0.9259 | CF | CA | 12 | CA |  | 12 | 540 3 | US | 1 |  | 0 | STND | 30 | AF | IN | IN | IN | LN | WD | HT | P |  |  | O | O | O | O
GS-07F-238AA | CG-8496-1L | CHEMGLASS | 1000ML ERLENMEYER FLASK PYREX CS/6 | CG-8496-1L | ERLENMEYER FLASK PYREX 1000ML | APPROX GRADUATIONS ARE IN DURABLE WHITE ENAMEL. AN EXTRA LARGE MARKING SPACE IS ALSO PROVIDED. HEAVY, DURABLE TOP TOOLING. STOPPER IS NOT INCLUDED. |  |  |  | 10 | 10 | 16 | 0.9259 | CF | CA | 6 | CA |  | 12 | 540 3 | US | 1 |  | 0 | STND | 30 | AF | IN | IN | IN | LN | WD | HT | P |  |  | O | O | O | O
GS-07F-238AA | CG-8496-1XL | CHEMGLASS | ERLENMEYER FLASK PYREX 1500ML | CG-8496-1XL | ERLENMEYER FLASK PYREX 1500ML | APPROX GRADUATIONS ARE IN DURABLE WHITE ENAMEL. AN EXTRA LARGE MARKING SPACE IS ALSO PROVIDED. HEAVY, DURABLE TOP TOOLING. STOPPER IS NOT INCLUDED. |  |  |  | 10 | 10 | 16 | 0.9259 | CF | EA |  |  |  | 4 | 540 3 | US | 1 |  | 0 | STND | 30 | AF | IN | IN | IN | LN | WD | HT | P |  |  | O | O | O | O
GS-07F-238AA | CG-8496-25 | CHEMGLASS | 25ML ERLENMEYER FLASK PYREX FITS # 0 R | CG-8496-25 | PYREX ERLENMEYER FLASK 25ML | APPROX GRADUATIONS ARE IN DURABLE WHITE ENAMEL. AN EXTRA LARGE MARKING SPACE IS ALSO PROVIDED. HEAVY, DURABLE TOP TOOLING. STOPPER IS NOT INCLUDED. |  |  |  | 10 | 10 | 16 | 0.9259 | CF | CA | 12 | CA |  | 12 | 540 3 | US | 1 |  | 0 | STND | 30 | AF | IN | IN | IN | LN | WD | HT | P |  |  | O | O | O | O
GS-07F-238AA | CG-8496-250 | CHEMGLASS | 250ML ERLENMEYER FLASK PYREX FITS # 6 | CG-8496-250 | PYREX ERLENMEYER FLASK 250ML | APPROX GRADUATIONS ARE IN DURABLE WHITE ENAMEL. AN EXTRA LARGE MARKING SPACE IS ALSO PROVIDED. HEAVY, DURABLE TOP TOOLING. STOPPER IS NOT INCLUDED. |  |  |  | 10 | 10 | 16 | 0.9259 | CF | CA | 12 | CA |  | 12 | 540 3 | US | 1 |  | 0 | STND | 30 | AF | IN | IN | IN | LN | WD | HT | P |  |  | O | O | O | O
GS-07F-238AA | CG-8496-2L | CHEMGLASS | PYREX ERLENMEYER FLASK 2000ML | CG-8496-2L | PYREX ERLENMEYER FLASK 2000ML | THESE 1L PYREX WIDE MOUTH ERLENMEYER FLASKS ARE ESPECIALLY RECOMMENDED FOR USE AS TITRATION FLASKS AND ARE DESIGNED WITH HEAVY DUTY RIMS TO REDUCE CHIPPING. FOR CONVENIENCE, THESE FLASKS ARE GRADUATED IN DURABLE WHITE ENAMEL TO SHOW THE CAPACITY | EXTRA LARGE MARKING SPOT. THEY REQUIRE A RUBBER STOPPER FOR SEALING. THEIR UNIFORM WALL THICKNESS PROVIDES THE PROPER BALANCE BETWEEN MECHANICAL STRENGTH AND THERMAL SHOCK RESISTANCE. MATERIAL: BOROSILICATE GLASS CODE 7740 | CAPACITY: 1000 ML FLASK STYLE: ERLENMEYER NECK STYLE: WIDE MOUTH TOP STYLE: HEAVY DUTY RIM STOPPER STYLE: NO STOPPER RUBBER STOPPER NO.: 11 (NOT INCLUDED) GRADUATION RANGE: 50-1000 ML GRADUATION INTERVAL: 50 ML BAFFLES: NO FEATURE: REUSABLE STERILE: |  | 10 | 10 | 16 | 0.9259 | CF | EA |  |  |  | 9 | 540 3 | US | 1 |  | 0 | STND | 30 | AF | IN | IN | IN | LN | WD | HT | P |  |  | O | O | O | O
GS-07F-238AA | CG-8496-300 | CHEMGLASS | 300ML ERLENMEYER FLASK PYREX FITS # 6 | CG-8496-300 | PYREX ERLENMEYER FLASK 300ML | APPROX GRADUATIONS ARE IN DURABLE WHITE ENAMEL. AN EXTRA LARGE MARKING SPACE IS ALSO PROVIDED. HEAVY, DURABLE TOP TOOLING. STOPPER IS NOT INCLUDED. | EXTRA LARGE MARKING SPOT. THEY REQUIRE A RUBBER STOPPER FOR SEALING. THEIR UNIFORM WALL THICKNESS PROVIDES THE PROPER BALANCE BETWEEN MECHANICAL STRENGTH AND THERMAL SHOCK RESISTANCE. MATERIAL: BOROSILICATE GLASS CODE 7740 |  |  | 10 | 10 | 16 | 0.9259 | CF | CA | 12 | CA |  | 12 | 540 3 | US | 1 |  | 0 | STND | 30 | AF | IN | IN | IN | LN | WD | HT | P |  |  | O | O | O | O
GS-07F-238AA | CG-8496-4L | CHEMGLASS | PYREX ERLENMEYER FLASK 4000ML | CG-8496-4L | PYREX ERLENMEYER FLASK 4000ML | APPROX GRADUATIONS ARE IN DURABLE WHITE ENAMEL. AN EXTRA LARGE MARKING SPACE IS ALSO PROVIDED. HEAVY, DURABLE TOP TOOLING. STOPPER IS NOT INCLUDED. | EXTRA LARGE MARKING SPOT. THEY REQUIRE A RUBBER STOPPER FOR SEALING. THEIR UNIFORM WALL THICKNESS PROVIDES THE PROPER BALANCE BETWEEN MECHANICAL STRENGTH AND THERMAL SHOCK RESISTANCE. MATERIAL: BOROSILICATE GLASS CODE 7740 |  |  | 10 | 10 | 16 | 0.9259 | CF | EA |  |  |  | 4 | 540 3 | US | 1 |  | 0 | STND | 30 | AF | IN | IN | IN | LN | WD | HT | P |  |  | O | O | O | O
GS-07F-238AA | CG-8496-50 | CHEMGLASS | 50ML ERLENMEYER FLASK PYREX FITS # 1 R | CG-8496-50 | PYREX ERLENMEYER FLASK 50ML | APPROX GRADUATIONS ARE IN DURABLE WHITE ENAMEL. AN EXTRA LARGE MARKING SPACE IS ALSO PROVIDED. HEAVY, DURABLE TOP TOOLING. STOPPER IS NOT INCLUDED. | EXTRA LARGE MARKING SPOT. THEY REQUIRE A RUBBER STOPPER FOR SEALING. THEIR UNIFORM WALL THICKNESS PROVIDES THE PROPER BALANCE BETWEEN MECHANICAL STRENGTH AND THERMAL SHOCK RESISTANCE. MATERIAL: BOROSILICATE GLASS CODE 7740 |  |  | 10 | 10 | 16 | 0.9259 | CF | CA | 12 | CA |  | 12 | 540 3 | US | 1 |  | 0 | STND | 30 | AF | IN | IN | IN | LN | WD | HT | P |  |  | O | O | O | O
GS-07F-238AA | CG-8496-500 | CHEMGLASS | 500ML ERLENMEYER FLASK PYREX FITS # 7 | CG-8496-500 | PYREX ERLENMEYER FLASK 500ML | APPROX GRADUATIONS ARE IN DURABLE WHITE ENAMEL. AN EXTRA LARGE MARKING SPACE IS ALSO PROVIDED. HEAVY, DURABLE TOP TOOLING. STOPPER IS NOT INCLUDED. | EXTRA LARGE MARKING SPOT. THEY REQUIRE A RUBBER STOPPER FOR SEALING. THEIR UNIFORM WALL THICKNESS PROVIDES THE PROPER BALANCE BETWEEN MECHANICAL STRENGTH AND THERMAL SHOCK RESISTANCE. MATERIAL: BOROSILICATE GLASS CODE 7740 |  |  | 10 | 10 | 16 | 0.9259 | CF | CA | 6 | CA |  | 12 | 540 3 | US | 1 |  | 0 | STND | 30 | AF | IN | IN | IN | LN | WD | HT | P |  |  | O | O | O | O
GS-07F-238AA | CG-8496-6L | CHEMGLASS | PYREX ERLENMEYER FLASK 6000ML | CG-8496-6L | PYREX ERLENMEYER FLASK 6000ML | APPROX GRADUATIONS ARE IN DURABLE WHITE ENAMEL. AN EXTRA LARGE MARKING SPACE IS ALSO PROVIDED. HEAVY, DURABLE TOP TOOLING. STOPPER IS NOT INCLUDED. | EXTRA LARGE MARKING SPOT. THEY REQUIRE A RUBBER STOPPER FOR SEALING. THEIR UNIFORM WALL THICKNESS PROVIDES THE PROPER BALANCE BETWEEN MECHANICAL STRENGTH AND THERMAL SHOCK RESISTANCE. MATERIAL: BOROSILICATE GLASS CODE 7740 |  |  | 10 | 10 | 16 | 0.9259 | CF | EA |  |  |  | 4 | 540 3 | US | 1 |  | 0 | STND | 30 | AF | IN | IN | IN | LN | WD | HT | P |  |  | O | O | O | O
GS-07F-238AA | CG-8496-PACK | CHEMGLASS | ASSORTMENT OF 5 ERLENMEYER FLASKS PYREX | CG-8496-PACK | PYREX ERLENMEYER FLASK ASSORTMENT 500ML AND 1 L) | APPROX GRADUATIONS ARE IN DURABLE WHITE ENAMEL. AN EXTRA LARGE MARKING SPACE IS ALSO PROVIDED. HEAVY, DURABLE TOP TOOLING. THIS CONVENIENCE PACK CONTAINS ONE EACH OF THE MOST POPULAR SIZES OF CG-8496 FLASKS. DESIGNED FOR THE LOW VOLUME USER, A CASE C | EXTRA LARGE MARKING SPOT. THEY REQUIRE A RUBBER STOPPER FOR SEALING. THEIR UNIFORM WALL THICKNESS PROVIDES THE PROPER BALANCE BETWEEN MECHANICAL STRENGTH AND THERMAL SHOCK RESISTANCE. MATERIAL: BOROSILICATE GLASS CODE 7740 |  |  | 10 | 10 | 16 | 0.9259 | CF | EA |  |  |  | 12 | 540 3 | US | 1 |  | 0 | STND | 30 | AF | IN | IN | IN | LN | WD | HT | P |  |  | O | O | O | O
GS-07F-238AA | CG-8510-125 | CHEMGLASS | 125ML ERLENMEYER FLASK HEAVY DUTY FITS | CG-8510-125 | ERLENMEYER FLASK HEAVY DUTY 125ML | THESE 125ML PYREX WIDE MOUTH ERLENMEYER FLASKS ARE ESPECIALLY RECOMMENDED FOR USE AS TITRATION FLASKS AND ARE DESIGNED WITH HEAVY DUTY RIMS TO REDUCE CHIPPING. FOR CONVENIENCE, THESE FLASKS ARE GRADUATED IN DURABLE WHITE ENAMEL TO SHOW THE APPROXIMAT | EXTRA LARGE MARKING SPOT. THEY REQUIRE A RUBBER STOPPER FOR SEALING. THEIR UNIFORM WALL THICKNESS PROVIDES THE PROPER BALANCE BETWEEN MECHANICAL STRENGTH AND THERMAL SHOCK RESISTANCE. MATERIAL: BOROSILICATE GLASS CODE 7740 | CAPACITY: 125 ML FLASK STYLE: ERLENMEYER NECK STYLE: WIDE MOUTH TOP STYLE: HEAVY DUTY RIM STOPPER STYLE: NO STOPPER RUBBER STOPPER NO.: 11 (NOT INCLUDED) GRADUATION RANGE: 50-125 ML GRADUATION INTERVAL: 25 ML BAFFLES: NO FEATURE: REUSABLE STERILE: |  | 10 | 10 | 16 | 0.9259 | CF | CA | 12 | CA |  | 12 | 540 3 | US | 1 |  | 0 | STND | 30 | AF | IN | IN | IN | LN | WD | HT | P |  |  | O | O | O | O
GS-07F-238AA | CG-8510-1L | CHEMGLASS | 1000ML ERLENMEYER FLASK HEAVY DUTY FIT | CG-8510-1L | ERLENMEYER FLASK HEAVY DUTY 1000ML | THESE 1L PYREX WIDE MOUTH ERLENMEYER FLASKS ARE ESPECIALLY RECOMMENDED FOR USE AS TITRATION FLASKS AND ARE DESIGNED WITH HEAVY DUTY RIMS TO REDUCE CHIPPING. FOR CONVENIENCE, THESE FLASKS ARE GRADUATED IN DURABLE WHITE ENAMEL TO SHOW THE APPROXIMATE C | EXTRA LARGE MARKING SPOT. THEY REQUIRE A RUBBER STOPPER FOR SEALING. THEIR UNIFORM WALL THICKNESS PROVIDES THE PROPER BALANCE BETWEEN MECHANICAL STRENGTH AND THERMAL SHOCK RESISTANCE. MATERIAL: BOROSILICATE GLASS CODE 7740 | CAPACITY: 1000 ML FLASK STYLE: ERLENMEYER NECK STYLE: WIDE MOUTH TOP STYLE: HEAVY DUTY RIM STOPPER STYLE: NO STOPPER RUBBER STOPPER NO.: 11 (NOT INCLUDED) GRADUATION RANGE: 50-1000 ML GRADUATION INTERVAL: 50 ML BAFFLES: NO FEATURE: REUSABLE STERILE: |  | 10 | 10 | 16 | 0.9259 | CF | EA |  |  |  | 12 | 540 3 | US | 1 |  | 0 | STND | 30 | AF | IN | IN | IN | LN | WD | HT | P |  |  | O | O | O | O
GS-07F-238AA | CG-8510-250 | CHEMGLASS | 250ML ERLENMEYER FLASK HEAVY DUTY FITS | CG-8510-250 | ERLENMEYER FLASK HEAVY DUTY 250ML | THESE 250ML PYREX WIDE MOUTH ERLENMEYER FLASKS ARE ESPECIALLY RECOMMENDED FOR USE AS TITRATION FLASKS AND ARE DESIGNED WITH HEAVY DUTY RIMS TO REDUCE CHIPPING. FOR CONVENIENCE, THESE FLASKS ARE GRADUATED IN DURABLE WHITE ENAMEL TO SHOW THE APPROXIMAT | EXTRA LARGE MARKING SPOT. THEY REQUIRE A RUBBER STOPPER FOR SEALING. THEIR UNIFORM WALL THICKNESS PROVIDES THE PROPER BALANCE BETWEEN MECHANICAL STRENGTH AND THERMAL SHOCK RESISTANCE. MATERIAL: BOROSILICATE GLASS CODE 7740 | CAPACITY: 125 ML FLASK STYLE: ERLENMEYER NECK STYLE: WIDE MOUTH TOP STYLE: HEAVY DUTY RIM STOPPER STYLE: NO STOPPER RUBBER STOPPER NO.: 11 (NOT INCLUDED) GRADUATION RANGE: 50-200 ML GRADUATION INTERVAL: 25 ML BAFFLES: NO FEATURE: REUSABLE STERILE: |  | 10 | 10 | 16 | 0.9259 | CF | CA | 12 | CA |  | 9 | 540 3 | US | 1 |  | 0 | STND | 30 | AF | IN | IN | IN | LN | WD | HT | P |  |  | O | O | O | O
GS-07F-238AA | CG-8510-2L | CHEMGLASS | ERLENMEYER FLASK HEAVY DUTY 2000ML | CG-8510-2L | ERLENMEYER FLASK HEAVY DUTY 2000ML | THESE 1L PYREX WIDE MOUTH ERLENMEYER FLASKS ARE ESPECIALLY RECOMMENDED FOR USE AS TITRATION FLASKS AND ARE DESIGNED WITH HEAVY DUTY RIMS TO REDUCE CHIPPING. FOR CONVENIENCE, THESE FLASKS ARE GRADUATED IN DURABLE WHITE ENAMEL TO SHOW THE APPROXIMATE C | EXTRA LARGE MARKING SPOT. THEY REQUIRE A RUBBER STOPPER FOR SEALING. THEIR UNIFORM WALL THICKNESS PROVIDES THE PROPER BALANCE BETWEEN MECHANICAL STRENGTH AND THERMAL SHOCK RESISTANCE. MATERIAL: BOROSILICATE GLASS CODE 7740 | CAPACITY: 1000 ML FLASK STYLE: ERLENMEYER NECK STYLE: WIDE MOUTH TOP STYLE: HEAVY DUTY RIM STOPPER STYLE: NO STOPPER RUBBER STOPPER NO.: 11 (NOT INCLUDED) GRADUATION RANGE: 50-1000 ML GRADUATION INTERVAL: 50 ML BAFFLES: NO FEATURE: REUSABLE STERILE: |  | 10 | 10 | 16 | 0.9259 | CF | EA |  |  |  | 9 | 540 3 | US | 1 |  | 0 | STND | 30 | AF | IN | IN | IN | LN | WD | HT | P |  |  | O | O | O | O
GS-07F-238AA | CG-8510-500 | CHEMGLASS | 500ML ERLENMEYER FLASK HEAVY DUTY FITS | CG-8510-500 | ERLENMEYER FLASK HEAVY DUTY WIDE MOUTH 500ML | THESE 500ML PYREX WIDE MOUTH ERLENMEYER FLASKS ARE ESPECIALLY RECOMMENDED FOR USE AS TITRATION FLASKS AND ARE DESIGNED WITH HEAVY DUTY RIMS TO REDUCE CHIPPING. FOR CONVENIENCE, THESE FLASKS ARE GRADUATED IN DURABLE WHITE ENAMEL TO SHOW THE APPROXIMAT | EXTRA LARGE MARKING SPOT. THEY REQUIRE A RUBBER STOPPER FOR SEALING. THEIR UNIFORM WALL THICKNESS PROVIDES THE PROPER BALANCE BETWEEN MECHANICAL STRENGTH AND THERMAL SHOCK RESISTANCE. MATERIAL: BOROSILICATE GLASS CODE 7740 | CAPACITY: 500 ML FLASK STYLE: ERLENMEYER NECK STYLE: WIDE MOUTH TOP STYLE: HEAVY DUTY RIM STOPPER STYLE: NO STOPPER RUBBER STOPPER NO.: 10 (NOT INCLUDED) GRADUATION RANGE: 100-500 ML GRADUATION INTERVAL: 50 ML BAFFLES: NO FEATURE: REUSABLE STERI |  | 10 | 10 | 16 | 0.9259 | CF | CA | 6 | CA |  | 12 | 540 3 | US | 1 |  | 0 | STND | 30 | AF | IN | IN | IN | LN | WD | HT | P |  |  | O | O | O | O
GS-07F-238AA | CG-8512-1L | CHEMGLASS | 1000ML ERLENMEYER FLASK HEAVY DUTY FIT | CG-8512-1L | ERLENMEYER FLASK HEAVY DUTY 1000ML | THESE FLASKS, WITHOUT TUBULATION, ARE BLOWN IN SPECIAL MOLDS, IN SHAPES DESIGNED TO GIVE MAXIMUM MECHANICAL STRENGTH. THESE FLASKS ARE GRADUATED TO SHOW THEIR APPROXIMATE CAPACITY. MARKED FILTER FLASK TO AVOID CONFUSION WITH SIMILAR SIZES OF ERLENMEY | PERMANENT WHITE ENAMEL GRADUATIONS AND MARKING SPOTS. STOPPER IS NOT INCLUDED. |  |  | 10 | 10 | 16 | 0.9259 | CF | CA | 6 | CA |  | 9 | 540 3 | US | 1 |  | 0 | STND | 30 | AF | IN | IN | IN | LN | WD | HT | P |  |  | O | O | O | O
GS-07F-238AA | CG-8512-250 | CHEMGLASS | 250ML ERLENMEYER FLASK HEAVY DUTY FITS | CG-8512-250 | ERLENMEYER FLASK HEAVY DUTY 250ML | THESE FLASKS, WITHOUT TUBULATION, ARE BLOWN IN SPECIAL MOLDS, IN SHAPES DESIGNED TO GIVE MAXIMUM MECHANICAL STRENGTH. THESE FLASKS ARE GRADUATED TO SHOW THEIR APPROXIMATE CAPACITY. MARKED FILTER FLASK TO AVOID CONFUSION WITH SIMILAR SIZES OF ERLENMEY | PERMANENT WHITE ENAMEL GRADUATIONS AND MARKING SPOTS. STOPPER IS NOT INCLUDED. |  |  | 10 | 10 | 16 | 0.9259 | CF | CA | 6 | CA |  | 10.3 | 540 3 | US | 1 |  | 0 | STND | 30 | AF | IN | IN | IN | LN | WD | HT | P |  |  | O | O | O | O
GS-07F-238AA | CG-8512-2L | CHEMGLASS | ERLENMEYER FLASK HEAVY DUTY 2000ML | CG-8512-2L | ERLENMEYER FLASK HEAVY DUTY 2000ML | THESE FLASKS, WITHOUT TUBULATION, ARE BLOWN IN SPECIAL MOLDS, IN SHAPES DESIGNED TO GIVE MAXIMUM MECHANICAL STRENGTH. THESE FLASKS ARE GRADUATED TO SHOW THEIR APPROXIMATE CAPACITY. MARKED FILTER FLASK TO AVOID CONFUSION WITH SIMILAR SIZES OF ERLENMEY | PERMANENT WHITE ENAMEL GRADUATIONS AND MARKING SPOTS. STOPPER IS NOT INCLUDED. |  |  | 10 | 10 | 16 | 0.9259 | CF | CA | 1 | CA |  | 9 | 540 3 | US | 1 |  | 0 | STND | 30 | AF | IN | IN | IN | LN | WD | HT | P |  |  | O | O | O | O
GS-07F-238AA | CG-8512-4L | CHEMGLASS | ERLENMEYER FLASK HEAVY DUTY 4000ML | CG-8512-4L | ERLENMEYER FLASK HEAVY DUTY 4000ML | THESE FLASKS, WITHOUT TUBULATION, ARE BLOWN IN SPECIAL MOLDS, IN SHAPES DESIGNED TO GIVE MAXIMUM MECHANICAL STRENGTH. THESE FLASKS ARE GRADUATED TO SHOW THEIR APPROXIMATE CAPACITY. MARKED FILTER FLASK TO AVOID CONFUSION WITH SIMILAR SIZES OF ERLENMEY | PERMANENT WHITE ENAMEL GRADUATIONS AND MARKING SPOTS. STOPPER IS NOT INCLUDED. |  |  | 10 | 10 | 16 | 0.9259 | CF | CA | 1 | CA |  | 9 | 540 3 | US | 1 |  | 0 | STND | 30 | AF | IN | IN | IN | LN | WD | HT | P |  |  | O | O | O | O
GS-07F-238AA | CG-8512-500 | CHEMGLASS | 500ML ERLENMEYER FLASK HEAVY DUTY FITS | CG-8512-500 | ERLENMEYER FLASK HEAVY DUTY 500ML | THESE FLASKS, WITHOUT TUBULATION, ARE BLOWN IN SPECIAL MOLDS, IN SHAPES DESIGNED TO GIVE MAXIMUM MECHANICAL STRENGTH. THESE FLASKS ARE GRADUATED TO SHOW THEIR APPROXIMATE CAPACITY. MARKED FILTER FLASK TO AVOID CONFUSION WITH SIMILAR SIZES OF ERLENMEY | PERMANENT WHITE ENAMEL GRADUATIONS AND MARKING SPOTS. STOPPER IS NOT INCLUDED. |  |  | 10 | 10 | 16 | 0.9259 | CF | CA | 6 | CA |  | 12 | 540 3 | US | 1 |  | 0 | STND | 30 | AF | IN | IN | IN | LN | WD | HT | P |  |  | O | O | O | O
GS-07F-238AA | CG-8516-1L | CHEMGLASS | PLASTIC COATED ERLENMEYER FILTERING FLAS | CG-8516-1L | PLASTIC COATED ERLENMEYER FILTERING FLASK 1000ML PYREX | FLASK FEATURES A PROTECTIVE PVC COATING FOR LONGER PRODUCT LIFE AND SAFETY. PROTECTIVE COATING HELPS PREVENT GLASS FROM SHATTERING AND REDUCES SPILLS. AUTOCLAVABLE (121 C) AND RESISTANT TO THERMAL SHOCK. FOR CONVENIENCE, THE FLASKS ARE GRADUATED TO S | 10MM TUBULATION OD ON SIZES UP THRU 1000ML. 12.5MM TUBULATION OD ON 2L C MOIST HEAT OR 110 C DRY HEAT. STOPPER IS NOT INCLUDED. |  |  | 10 | 10 | 16 | 0.9259 | CF | CA | 6 | CA |  | 10.8 | 540 3 | US | 1 |  | 0 | STND | 30 | AF | IN | IN | IN | LN | WD | HT | P |  |  | O | O | O | O
GS-07F-238AA | CG-8516-250 | CHEMGLASS | PLASTIC COATED ERLENMEYER FILTERING FLAS | CG-8516-250 | PLASTIC COATED ERLENMEYER FILTERING FLASK 250ML PYREX | FLASK FEATURES A PROTECTIVE PVC COATING FOR LONGER PRODUCT LIFE AND SAFETY. PROTECTIVE COATING HELPS PREVENT GLASS FROM SHATTERING AND REDUCES SPILLS. AUTOCLAVABLE (121 C) AND RESISTANT TO THERMAL SHOCK. FOR CONVENIENCE, THE FLASKS ARE GRADUATED TO S | 10MM TUBULATION OD ON SIZES UP THRU 1000ML. 12.5MM TUBULATION OD ON 2L C MOIST HEAT OR 110 C DRY HEAT. STOPPER IS NOT INCLUDED. |  |  | 10 | 10 | 16 | 0.9259 | CF | CA | 6 | CA |  | 5.5 | 540 3 | US | 1 |  | 0 | STND | 30 | AF | IN | IN | IN | LN | WD | HT | P |  |  | O | O | O | O
GS-07F-238AA | CG-8516-2L | CHEMGLASS | COATED FILTERING FLASK 2000ML PYREX | CG-8516-2L | COATED FILTERING FLASK 2000ML PYREX | FLASK FEATURES A PROTECTIVE PVC COATING FOR LONGER PRODUCT LIFE AND SAFETY. PROTECTIVE COATING HELPS PREVENT GLASS FROM SHATTERING AND REDUCES SPILLS. AUTOCLAVABLE (121 C) AND RESISTANT TO THERMAL SHOCK. FOR CONVENIENCE, THE FLASKS ARE GRADUATED TO S | 10MM TUBULATION OD ON SIZES UP THRU 1000ML. 12.5MM TUBULATION OD ON 2L C MOIST HEAT OR 110 C DRY HEAT. STOPPER IS NOT INCLUDED. |  |  | 10 | 10 | 16 | 0.9259 | CF | EA |  |  |  | 4 | 540 3 | US | 1 |  | 0 | STND | 30 | AF | IN | IN | IN | LN | WD | HT | P |  |  | O | O | O | O
GS-07F-238AA | CG-8516-4L | CHEMGLASS | COATED FILTERING FLASK 4000ML PYREX | CG-8516-4L | COATED FILTERING FLASK 4000ML PYREX | FLASK FEATURES A PROTECTIVE PVC COATING FOR LONGER PRODUCT LIFE AND SAFETY. PROTECTIVE COATING HELPS PREVENT GLASS FROM SHATTERING AND REDUCES SPILLS. AUTOCLAVABLE (121 C) AND RESISTANT TO THERMAL SHOCK. FOR CONVENIENCE, THE FLASKS ARE GRADUATED TO S | 10MM TUBULATION OD ON SIZES UP THRU 1000ML. 12.5MM TUBULATION OD ON 2L C MOIST HEAT OR 110 C DRY HEAT. STOPPER IS NOT INCLUDED. |  |  | 10 | 10 | 16 | 0.9259 | CF | EA |  |  |  | 4 | 540 3 | US | 1 |  | 0 | STND | 30 | AF | IN | IN | IN | LN | WD | HT | P |  |  | O | O | O | O
GS-07F-238AA | CG-8516-500 | CHEMGLASS | PLASTIC COATED ERLENMEYER FILTERING FLAS | CG-8516-500 | PLASTIC COATED ERLENMEYER FILTERING FLASK 500ML | FLASK FEATURES A PROTECTIVE PVC COATING FOR LONGER PRODUCT LIFE AND SAFETY. PROTECTIVE COATING HELPS PREVENT GLASS FROM SHATTERING AND REDUCES SPILLS. AUTOCLAVABLE (121 C) AND RESISTANT TO THERMAL SHOCK. FOR CONVENIENCE, THE FLASKS ARE GRADUATED TO S | 10MM TUBULATION OD ON SIZES UP THRU 1000ML. 12.5MM TUBULATION OD ON 2L C MOIST HEAT OR 110 C DRY HEAT. STOPPER IS NOT INCLUDED. |  |  | 10 | 10 | 16 | 0.9259 | CF | CA | 6 | CA |  | 6.8 | 540 3 | US | 1 |  | 0 | STND | 30 | AF | IN | IN | IN | LN | WD | HT | P |  |  | O | O | O | O
GS-07F-238AA | CG-8518-1L | CHEMGLASS | 1000ML ERLENMEYER FILTERING FLASK W/ PL | CG-8518-1L | ERLENMEYER FILTERING FLASK W/ PLASTIC HOSE CONNECTION 1000ML | THIS FILTERING FLASK IS A STANDARD PYREX BRAND HEAVY WALL FILTERING FLASK INTO WHICH IS SEATED A BENT, POLY TUBULATION IN A GROMMET. SHOULD THE FLASK BE UPSET, THE GROMMET ACTS AS A SHOCK ABSORBER. ALL FLASKS HAVE PERMANENT WHITE ENAMEL GRADUATIONS | THE TUBULATION IS 12.5MM OD. STOPPER IS NOT INCLUDED. |  |  | 10 | 10 | 16 | 0.9259 | CF | CA | 6 | CA |  | 4 | 540 3 | US | 1 |  | 0 | STND | 30 | AF | IN | IN | IN | LN | WD | HT | P |  |  | O | O | O | O
GS-07F-238AA | CG-8518-250 | CHEMGLASS | FILTERING FLASK, HOSE CONNECTION 250ML | CG-8518-250 | FILTERING FLASK, HOSE CONNECTION 250ML | THIS FILTERING FLASK IS A STANDARD PYREX BRAND HEAVY WALL FILTERING FLASK INTO WHICH IS SEATED A BENT, POLY TUBULATION IN A GROMMET. SHOULD THE FLASK BE UPSET, THE GROMMET ACTS AS A SHOCK ABSORBER. ALL FLASKS HAVE PERMANENT WHITE ENAMEL GRADUATIONS | THE TUBULATION IS 12.5MM OD. STOPPER IS NOT INCLUDED. |  |  | 10 | 10 | 16 | 0.9259 | CF | EA |  |  |  | 4.8 | 540 3 | US | 1 |  | 0 | STND | 30 | AF | IN | IN | IN | LN | WD | HT | P |  |  | O | O | O | O
GS-07F-238AA | CG-8518-2L | CHEMGLASS | FILTERING FLASK, HOSE CONNECTION 2000ML | CG-8518-2L | FILTERING FLASK, HOSE CONNECTION 2000ML | THIS FILTERING FLASK IS A STANDARD PYREX BRAND HEAVY WALL FILTERING FLASK INTO WHICH IS SEATED A BENT, POLY TUBULATION IN A GROMMET. SHOULD THE FLASK BE UPSET, THE GROMMET ACTS AS A SHOCK ABSORBER. ALL FLASKS HAVE PERMANENT WHITE ENAMEL GRADUATIONS | THE TUBULATION IS 12.5MM OD. STOPPER IS NOT INCLUDED. |  |  | 10 | 10 | 16 | 0.9259 | CF | EA |  |  |  | 4 | 540 3 | US | 1 |  | 0 | STND | 30 | AF | IN | IN | IN | LN | WD | HT | P |  |  | O | O | O | O
GS-07F-238AA | CG-8518-4L | CHEMGLASS | FILTERING FLASK, HOSE CONNECTION 4000ML | CG-8518-4L | FILTERING FLASK AND HOSE CONNECTION 4000ML | THIS FILTERING FLASK IS A STANDARD PYREX BRAND HEAVY WALL FILTERING FLASK INTO WHICH IS SEATED A BENT, POLY TUBULATION IN A GROMMET. SHOULD THE FLASK BE UPSET, THE GROMMET ACTS AS A SHOCK ABSORBER. ALL FLASKS HAVE PERMANENT WHITE ENAMEL GRADUATIONS | THE TUBULATION IS 12.5MM OD. STOPPER IS NOT INCLUDED. |  |  | 10 | 10 | 16 | 0.9259 | CF | EA |  |  |  | 4 | 540 3 | US | 1 |  | 0 | STND | 30 | AF | IN | IN | IN | LN | WD | HT | P |  |  | O | O | O | O
GS-07F-238AA | CG-8518-500 | CHEMGLASS | FILTERING FLASK, HOSE CONNECTION 500ML | CG-8518-500 | FILTERING FLASK, HOSE CONNECTION 500ML | THIS FILTERING FLASK IS A STANDARD PYREX BRAND HEAVY WALL FILTERING FLASK INTO WHICH IS SEATED A BENT, POLY TUBULATION IN A GROMMET. SHOULD THE FLASK BE UPSET, THE GROMMET ACTS AS A SHOCK ABSORBER. ALL FLASKS HAVE PERMANENT WHITE ENAMEL GRADUATIONS | THE TUBULATION IS 12.5MM OD. STOPPER IS NOT INCLUDED. |  |  | 10 | 10 | 16 | 0.9259 | CF | EA |  |  |  | 8 | 540 3 | US | 1 |  | 0 | STND | 30 | AF | IN | IN | IN | LN | WD | HT | P |  |  | O | O | O | O
GS-07F-238AA | CG-8518-PTO | CHEMGLASS | REPLCMNT TUBULATION FITS GROMMET FOR | CG-8518-PTO | REPLCMNT TUBULATION FITS GROMMET FOR FILTERING FLASKS | POLY TUBULATION WITH GROMMET SET OF 6 FOR STANDARD PYREX BRAND HEAVY WALL FILTERING FLASK. THE BENT, POLY TUBULATION IS SEATED IN A GROMMET. THE TUBULATION IS 12.5MM OD. REPLACEMENT FITS ANY FLASK WITH ITS PART NUMBER BEGINNING WITH CG-8518. |  |  |  | 10 | 10 | 16 | 0.9259 | CF | CA | 6 | CA |  | 1.5 | 540 3 | US | 1 |  | 0 | STND | 30 | AF | IN | IN | IN | LN | WD | HT | P |  |  | O | O | O | O
GS-07F-238AA | CG-8522-125 | CHEMGLASS | 125ML ERLENMEYER FILTERING FLASK FITS # | CG-8522-125 | ERLENMEYER FILTERING FLASK AND HOSE CONNECTION 125ML | THESE SMALL FILTERING FLASKS ARE RECOMMENDED FOR MICROCHEMICAL USE. ALL FLASKS HAVE PERMANENT WHITE ENAMEL MARKING SPOTS. PLEASE NOTE: FOR LARGER CAPACITY FILTERING FLASKS, SEE CG-8516 FITS A SIZE #5 STOPPER, INCLUDED. |  |  |  | 10 | 10 | 16 | 0.9259 | CF | CA | 6 | CA |  | 8 | 540 3 | US | 1 |  | 0 | STND | 30 | AF | IN | IN | IN | LN | WD | HT | P |  |  | O | O | O | O
GS-07F-238AA | CG-8522-25 | CHEMGLASS | 25ML ERLENMEYER FILTERING FLASK AND HOS | CG-8522-25 | ERLENMEYER FILTERING FLASK AND HOSE CONNECTION 25ML | THESE SMALL FILTERING FLASKS ARE RECOMMENDED FOR MICROCHEMICAL USE. ALL FLASKS HAVE PERMANENT WHITE ENAMEL MARKING SPOTS. PLEASE NOTE: FOR LARGER CAPACITY FILTERING FLASKS, SEE CG-8514 FITS A SIZE #3 STOPPER, INCLUDED. |  |  |  | 10 | 10 | 16 | 0.9259 | CF | CA | 6 | CA |  | 8 | 540 3 | US | 1 |  | 0 | STND | 30 | AF | IN | IN | IN | LN | WD | HT | P |  |  | O | O | O | O
GS-07F-238AA | CG-8522-50 | CHEMGLASS | 50ML ERLENMEYER FILTERING FLASK FITS # | CG-8522-50 | ERLENMEYER FILTERING FLASK AND HOSE CONNECTION 50ML | THESE SMALL FILTERING FLASKS ARE RECOMMENDED FOR MICROCHEMICAL USE. ALL FLASKS HAVE PERMANENT WHITE ENAMEL MARKING SPOTS. PLEASE NOTE: FOR LARGER CAPACITY FILTERING FLASKS, SEE CG-8515 FITS A SIZE #4 STOPPER, INCLUDED. |  |  |  | 10 | 10 | 16 | 0.9259 | CF | CA | 6 | CA |  | 8 | 540 3 | US | 1 |  | 0 | STND | 30 | AF | IN | IN | IN | LN | WD | HT | P |  |  | O | O | O | O
GS-07F-238AA | CG-8550-100 | CHEMGLASS | VOLUMETRIC FLASK 100ML LOW ACTINIC CLA | CG-8550-100 | VOLUMETRIC FLASK 100ML CLASS A PYREX STOPPER # 13 | THESE CLASS A PYREX VOLUMETRIC FLASKS ARE MADE FROM LOW ACTINIC STAINED GLASS TO PROVIDE PROTECTION FOR MATERIALS SENSITIVE TO LIGHT. THE PROTECTIVE COLOR IS AN INTEGRAL PART OF THE FLASK, WHICH RETAINS ITS MECHANICAL STRENGTH, CHEMICAL STABILITY | THE STRENGTH OF THESE FLASKS HAS BEEN INCREASED APPRECIABLY THROUGH MACHINE-BLOWN BODIES TO WHICH ARE SEALED HEAVY-TUBING NECKS TOOLED FOR STANDARD TAPER GLASS STOPPERS. THE GRADUATION LINE IS SHARP AND PERMANENT. | BLOCK LETTERS MAKE THE INSCRIPTION EASY TO READ. THESE CLASS A VOLUMETRIC FLASKS HAVE BEEN MANUFACTURED TO CLASS A TOLERANCES AS ESTABLISHED BY ASTM E- 694 FOR VOLUMETRIC WARE, ASTM E-542 FOR CALIBRATION OF VOLUMETRIC WARE AND ASTM E-288 |  | 10 | 10 | 16 | 0.9259 | CF | CA | 6 | CA |  | 6 | 540 3 | US | 1 |  | 0 | STND | 30 | AF | IN | IN | IN | LN | WD | HT | P |  |  | O | O | O | O
GS-07F-238AA | CG-8550-1L | CHEMGLASS | RED VOLUM. FLASK 1L CLASS A PYREX, STPR | CG-8550-1L | VOLUMETRIC FLASK 1000ML CLASS A PYREX, STOPPER | THESE CLASS A PYREX VOLUMETRIC FLASKS ARE MADE FROM LOW ACTINIC STAINED GLASS TO PROVIDE PROTECTION FOR MATERIALS SENSITIVE TO LIGHT. THE PROTECTIVE COLOR IS AN INTEGRAL PART OF THE FLASK, WHICH RETAINS ITS MECHANICAL STRENGTH, CHEMICAL STABILITY | THE STRENGTH OF THESE FLASKS HAS BEEN INCREASED APPRECIABLY THROUGH MACHINE-BLOWN BODIES TO WHICH ARE SEALED HEAVY-TUBING NECKS TOOLED FOR STANDARD TAPER GLASS STOPPERS. THE GRADUATION LINE IS SHARP AND PERMANENT. | BLOCK LETTERS MAKE THE INSCRIPTION EASY TO READ. THESE CLASS A VOLUMETRIC FLASKS HAVE BEEN MANUFACTURED TO CLASS A TOLERANCES AS ESTABLISHED BY ASTM E- 694 FOR VOLUMETRIC WARE, ASTM E-542 FOR CALIBRATION OF VOLUMETRIC WARE AND ASTM E-288 |  | 10 | 10 | 16 | 0.9259 | CF | EA |  |  |  | 8 | 540 3 | US | 1 |  | 0 | STND | 30 | AF | IN | IN | IN | LN | WD | HT | P |  |  | O | O | O | O
GS-07F-238AA | CG-8550-200 | CHEMGLASS | VOLUMETRIC FLASK 200ML LOW ACTINIC CLA | CG-8550-200 | VOLUMETRIC FLASK 200ML CLASS A PYREX STOPPER # 13 | THESE CLASS A PYREX VOLUMETRIC FLASKS ARE MADE FROM LOW ACTINIC STAINED GLASS TO PROVIDE PROTECTION FOR MATERIALS SENSITIVE TO LIGHT. THE PROTECTIVE COLOR IS AN INTEGRAL PART OF THE FLASK, WHICH RETAINS ITS MECHANICAL STRENGTH, CHEMICAL STABILITY | THE STRENGTH OF THESE FLASKS HAS BEEN INCREASED APPRECIABLY THROUGH MACHINE-BLOWN BODIES TO WHICH ARE SEALED HEAVY-TUBING NECKS TOOLED FOR STANDARD TAPER GLASS STOPPERS. THE GRADUATION LINE IS SHARP AND PERMANENT. | BLOCK LETTERS MAKE THE INSCRIPTION EASY TO READ. THESE CLASS A VOLUMETRIC FLASKS HAVE BEEN MANUFACTURED TO CLASS A TOLERANCES AS ESTABLISHED BY ASTM E- 694 FOR VOLUMETRIC WARE, ASTM E-542 FOR CALIBRATION OF VOLUMETRIC WARE AND ASTM E-288 |  | 10 | 10 | 16 | 0.9259 | CF | CA | 6 | CA |  | 12 | 540 3 | US | 1 |  | 0 | STND | 30 | AF | IN | IN | IN | LN | WD | HT | P |  |  | O | O | O | O
GS-07F-238AA | CG-8550-250 | CHEMGLASS | VOLUMETRIC FLASK 250ML LOW ACTINIC CLA | CG-8550-250 | VOLUMETRIC FLASK 250ML CLASS A PYREX STOPPER # 16 | THESE CLASS A PYREX VOLUMETRIC FLASKS ARE MADE FROM LOW ACTINIC STAINED GLASS TO PROVIDE PROTECTION FOR MATERIALS SENSITIVE TO LIGHT. THE PROTECTIVE COLOR IS AN INTEGRAL PART OF THE FLASK, WHICH RETAINS ITS MECHANICAL STRENGTH, CHEMICAL STABILITY | THE STRENGTH OF THESE FLASKS HAS BEEN INCREASED APPRECIABLY THROUGH MACHINE-BLOWN BODIES TO WHICH ARE SEALED HEAVY-TUBING NECKS TOOLED FOR STANDARD TAPER GLASS STOPPERS. THE GRADUATION LINE IS SHARP AND PERMANENT. | BLOCK LETTERS MAKE THE INSCRIPTION EASY TO READ. THESE CLASS A VOLUMETRIC FLASKS HAVE BEEN MANUFACTURED TO CLASS A TOLERANCES AS ESTABLISHED BY ASTM E- 694 FOR VOLUMETRIC WARE, ASTM E-542 FOR CALIBRATION OF VOLUMETRIC WARE AND ASTM E-288 |  | 10 | 10 | 16 | 0.9259 | CF | CA | 6 | CA |  | 12 | 540 3 | US | 1 |  | 0 | STND | 30 | AF | IN | IN | IN | LN | WD | HT | P |  |  | O | O | O | O
GS-07F-238AA | CG-8550-2L | CHEMGLASS | RED VOLUM. FLASK 2L CLASS A PYREX, STPR | CG-8550-2L | VOLUMETRIC FLASK 2000ML CLASS A PYREX, STOPPER | THESE CLASS A PYREX VOLUMETRIC FLASKS ARE MADE FROM LOW ACTINIC STAINED GLASS TO PROVIDE PROTECTION FOR MATERIALS SENSITIVE TO LIGHT. THE PROTECTIVE COLOR IS AN INTEGRAL PART OF THE FLASK, WHICH RETAINS ITS MECHANICAL STRENGTH, CHEMICAL STABILITY | THE STRENGTH OF THESE FLASKS HAS BEEN INCREASED APPRECIABLY THROUGH MACHINE-BLOWN BODIES TO WHICH ARE SEALED HEAVY-TUBING NECKS TOOLED FOR STANDARD TAPER GLASS STOPPERS. THE GRADUATION LINE IS SHARP AND PERMANENT. | BLOCK LETTERS MAKE THE INSCRIPTION EASY TO READ. THESE CLASS A VOLUMETRIC FLASKS HAVE BEEN MANUFACTURED TO CLASS A TOLERANCES AS ESTABLISHED BY ASTM E- 694 FOR VOLUMETRIC WARE, ASTM E-542 FOR CALIBRATION OF VOLUMETRIC WARE AND ASTM E-288 |  | 10 | 10 | 16 | 0.9259 | CF | EA |  |  |  | 10 | 540 3 | US | 1 |  | 0 | STND | 30 | AF | IN | IN | IN | LN | WD | HT | P |  |  | O | O | O | O
GS-07F-238AA | CG-8550-50 | CHEMGLASS | VOLUMETRIC FLASK 50ML LOW ACTINIC CLAS | CG-8550-50 | VOLUMETRIC FLASK 50ML CLASS A PYREX STOPPER # 9 | THESE CLASS A PYREX VOLUMETRIC FLASKS ARE MADE FROM LOW ACTINIC STAINED GLASS TO PROVIDE PROTECTION FOR MATERIALS SENSITIVE TO LIGHT. THE PROTECTIVE COLOR IS AN INTEGRAL PART OF THE FLASK, WHICH RETAINS ITS MECHANICAL STRENGTH, CHEMICAL STABILITY | THE STRENGTH OF THESE FLASKS HAS BEEN INCREASED APPRECIABLY THROUGH MACHINE-BLOWN BODIES TO WHICH ARE SEALED HEAVY-TUBING NECKS TOOLED FOR STANDARD TAPER GLASS STOPPERS. THE GRADUATION LINE IS SHARP AND PERMANENT. | BLOCK LETTERS MAKE THE INSCRIPTION EASY TO READ. THESE CLASS A VOLUMETRIC FLASKS HAVE BEEN MANUFACTURED TO CLASS A TOLERANCES AS ESTABLISHED BY ASTM E- 694 FOR VOLUMETRIC WARE, ASTM E-542 FOR CALIBRATION OF VOLUMETRIC WARE AND ASTM E-288 |  | 10 | 10 | 16 | 0.9259 | CF | CA | 6 | CA |  | 6 | 540 3 | US | 1 |  | 0 | STND | 30 | AF | IN | IN | IN | LN | WD | HT | P |  |  | O | O | O | O
GS-07F-238AA | CG-8550-500 | CHEMGLASS | RED VOLUM. FLASK 500ML CLASS A, STPR | CG-8550-500 | VOLUMETRIC FLASK 500ML CLASS A PYREX, STOPPER | THESE CLASS A PYREX VOLUMETRIC FLASKS ARE MADE FROM LOW ACTINIC STAINED GLASS TO PROVIDE PROTECTION FOR MATERIALS SENSITIVE TO LIGHT. THE PROTECTIVE COLOR IS AN INTEGRAL PART OF THE FLASK, WHICH RETAINS ITS MECHANICAL STRENGTH, CHEMICAL STABILITY | THE STRENGTH OF THESE FLASKS HAS BEEN INCREASED APPRECIABLY THROUGH MACHINE-BLOWN BODIES TO WHICH ARE SEALED HEAVY-TUBING NECKS TOOLED FOR STANDARD TAPER GLASS STOPPERS. THE GRADUATION LINE IS SHARP AND PERMANENT. | BLOCK LETTERS MAKE THE INSCRIPTION EASY TO READ. THESE CLASS A VOLUMETRIC FLASKS HAVE BEEN MANUFACTURED TO CLASS A TOLERANCES AS ESTABLISHED BY ASTM E- 694 FOR VOLUMETRIC WARE, ASTM E-542 FOR CALIBRATION OF VOLUMETRIC WARE AND ASTM E-288 |  | 10 | 10 | 16 | 0.9259 | CF | EA |  |  |  | 6 | 540 3 | US | 1 |  | 0 | STND | 30 | AF | IN | IN | IN | LN | WD | HT | P |  |  | O | O | O | O
GS-07F-238AA | CG-8560-100 | CHEMGLASS | VOLUMETRIC FLASK 100ML CLASS A PYREX | CG-8560-100 | VOLUMETRIC FLASK 100ML CLASS A PYREX STOPPER # 13 | VOLUMETRIC FLASK, 100ML CLASS A WITH INCLUDED PYREX STOPPER # 13. THESE PYREX VOLUMETRIC FLASKS PROVIDE IMPROVED LAB CONVENIENCE, BROAD SELECTION AND PRECISE VOLUME MEASUREMENT. THE STRENGTH OF THE FLASKS HAS BEEN INCREASED APPRECIABLY BY MACHINING. | INSCRIPTION IS EASY TO READ. THESE CLASS A VOLUMETRIC FLASKS HAVE BEEN MANU | FACTURED TO CLASS A TOLERANCES AS ESTABLISHED BY ASTM E- 694 FOR VOLUMETRIC WARE, ASTM E-542 FOR CALIBRATION OF VOLUMETRIC WARE AND ASTM E-288 FOR VOLUMETRIC FLASKS. |  | 10 | 10 | 16 | 0.9259 | CF | CA | 6 | CA |  | 6 | 540 3 | US | 1 |  | 0 | STND | 30 | AF | IN | IN | IN | LN | WD | HT | P |  |  | O | O | O | O
GS-07F-238AA | CG-8560-1L | CHEMGLASS | VOLUM FLASK 1L CLASS A PYREX, STPR | CG-8560-1L | VOLUMETRIC FLASK 1000ML CLASS A PYREX, STOPPER | VOLUMETRIC FLASK, 1000ML CLASS A WITH INCLUDED PYREX STOPPER # 22. THESE PYREX VOLUMETRIC FLASKS PROVIDE IMPROVED LAB CONVENIENCE, BROAD SELECTION AND PRECISE VOLUME MEASUREMENT. THE STRENGTH OF THE FLASKS HAS BEEN INCREASED APPRECIABLY BY MACHINING. | INSCRIPTION IS EASY TO READ. THESE CLASS A VOLUMETRIC FLASKS HAVE BEEN MAN | UFACTURED TO CLASS A TOLERANCES AS ESTABLISHED BY ASTM E- 694 FOR VOLUMETRIC WARE, ASTM E-542 FOR CALIBRATION OF VOLUMETRIC WARE AND ASTM E-288 FOR VOLUMETRIC FLASKS. |  | 10 | 10 | 16 | 0.9259 | CF | EA |  |  |  | 8 | 540 3 | US | 1 |  | 0 | STND | 30 | AF | IN | IN | IN | LN | WD | HT | P |  |  | O | O | O | O
GS-07F-238AA | CG-8560-200 | CHEMGLASS | VOLUMETRIC FLASK 200ML CLASS A PYREX | CG-8560-200 | VOLUMETRIC FLASK 200ML CLASS A PYREX STOPPER # 13 | VOLUMETRIC FLASK, 200ML CLASS A WITH INCLUDED PYREX STOPPER # 13. THESE PYREX VOLUMETRIC FLASKS PROVIDE IMPROVED LAB CONVENIENCE, BROAD SELECTION AND PRECISE VOLUME MEASUREMENT. THE STRENGTH OF THE FLASKS HAS BEEN INCREASED APPRECIABLY BY MACHINING. | INSCRIPTION IS EASY TO READ. THESE CLASS A VOLUMETRIC FLASKS HAVE BEEN MANU | FACTURED TO CLASS A TOLERANCES AS ESTABLISHED BY ASTM E- 694 FOR VOLUMETRIC WARE, ASTM E-542 FOR CALIBRATION OF VOLUMETRIC WARE AND ASTM E-288 FOR VOLUMETRIC FLASKS. |  | 10 | 10 | 16 | 0.9259 | CF | CA | 6 | CA |  | 6 | 540 3 | US | 1 |  | 0 | STND | 30 | AF | IN | IN | IN | LN | WD | HT | P |  |  | O | O | O | O
GS-07F-238AA | CG-8560-25 | CHEMGLASS | VOLUMETRIC FLASK 25ML CLASS A PYREX S | CG-8560-25 | VOLUMETRIC FLASK 25ML CLASS A PYREX STOPPER # 9 | VOLUMETRIC FLASK, 25ML CLASS A WITH INCLUDED PYREX STOPPER # 9. THESE PYREX VOLUMETRIC FLASKS PROVIDE IMPROVED LAB CONVENIENCE, BROAD SELECTION AND PRECISE VOLUME MEASUREMENT. THE STRENGTH OF THE FLASKS HAS BEEN INCREASED APPRECIABLY BY MACHINING. | INSCRIPTION IS EASY TO READ. THESE CLASS A VOLUMETRIC FLASKS HAVE BEEN MANUFA | CTURED TO CLASS A TOLERANCES AS ESTABLISHED BY ASTM E- 694 FOR VOLUMETRIC WARE, ASTM E-542 FOR CALIBRATION OF VOLUMETRIC WARE AND ASTM E-288 FOR VOLUMETRIC FLASKS. |  | 10 | 10 | 16 | 0.9259 | CF | CA | 6 | CA |  | 7 | 540 3 | US | 1 |  | 0 | STND | 30 | AF | IN | IN | IN | LN | WD | HT | P |  |  | O | O | O | O
GS-07F-238AA | CG-8560-250 | CHEMGLASS | VOLUMETRIC FLASK 250ML CLASS A PYREX | CG-8560-250 | VOLUMETRIC FLASK 250ML CLASS A PYREX STOPPER # 16 | VOLUMETRIC FLASK, 250ML CLASS A WITH INCLUDED PYREX STOPPER # 16. THESE PYREX VOLUMETRIC FLASKS PROVIDE IMPROVED LAB CONVENIENCE, BROAD SELECTION AND PRECISE VOLUME MEASUREMENT. THE STRENGTH OF THE FLASKS HAS BEEN INCREASED APPRECIABLY BY MACHINING. | INSCRIPTION IS EASY TO READ. THESE CLASS A VOLUMETRIC FLASKS HAVE BEEN MANU | FACTURED TO CLASS A TOLERANCES AS ESTABLISHED BY ASTM E- 694 FOR VOLUMETRIC WARE, ASTM E-542 FOR CALIBRATION OF VOLUMETRIC WARE AND ASTM E-288 FOR VOLUMETRIC FLASKS. |  | 10 | 10 | 16 | 0.9259 | CF | CA | 6 | CA |  | 12 | 540 3 | US | 1 |  | 0 | STND | 30 | AF | IN | IN | IN | LN | WD | HT | P |  |  | O | O | O | O
GS-07F-238AA | CG-8560-2L | CHEMGLASS | VOLUM FLASK 2L CLASS A PYREX, STPR | CG-8560-2L | VOLUMETRIC FLASK 2000ML CLASS A PYREX, STOPPER | VOLUMETRIC FLASK, 2000ML CLASS A WITH INCLUDED PYREX STOPPER # 22. THESE PYREX VOLUMETRIC FLASKS PROVIDE IMPROVED LAB CONVENIENCE, BROAD SELECTION AND PRECISE VOLUME MEASUREMENT. THE STRENGTH OF THE FLASKS HAS BEEN INCREASED APPRECIABLY BY MACHINING. | INSCRIPTION IS EASY TO READ. THESE CLASS A VOLUMETRIC FLASKS HAVE BEEN MAN | UFACTURED TO CLASS A TOLERANCES AS ESTABLISHED BY ASTM E- 694 FOR VOLUMETRIC WARE, ASTM E-542 FOR CALIBRATION OF VOLUMETRIC WARE AND ASTM E-288 FOR VOLUMETRIC FLASKS. |  | 10 | 10 | 16 | 0.9259 | CF | EA |  |  |  | 4 | 540 3 | US | 1 |  | 0 | STND | 30 | AF | IN | IN | IN | LN | WD | HT | P |  |  | O | O | O | O
GS-07F-238AA | CG-8560-50 | CHEMGLASS | VOLUMETRIC FLASK 50ML CLASS A PYREX S | CG-8560-50 | VOLUMETRIC FLASK 50ML CLASS A PYREX STOPPER # 9 | VOLUMETRIC FLASK, 50ML CLASS A WITH INCLUDED PYREX STOPPER # 9. THESE PYREX VOLUMETRIC FLASKS PROVIDE IMPROVED LAB CONVENIENCE, BROAD SELECTION AND PRECISE VOLUME MEASUREMENT. THE STRENGTH OF THE FLASKS HAS BEEN INCREASED APPRECIABLY BY MACHINING. | INSCRIPTION IS EASY TO READ. THESE CLASS A VOLUMETRIC FLASKS HAVE BEEN MANUFA | CTURED TO CLASS A TOLERANCES AS ESTABLISHED BY ASTM E- 694 FOR VOLUMETRIC WARE, ASTM E-542 FOR CALIBRATION OF VOLUMETRIC WARE AND ASTM E-288 FOR VOLUMETRIC FLASKS. |  | 10 | 10 | 16 | 0.9259 | CF | CA | 6 | CA |  | 6 | 540 3 | US | 1 |  | 0 | STND | 30 | AF | IN | IN | IN | LN | WD | HT | P |  |  | O | O | O | O
GS-07F-238AA | CG-8560-500 | CHEMGLASS | VOLUMETRIC FLASK 500ML CLASS A PYREX | CG-8560-500 | VOLUMETRIC FLASK 500ML CLASS A PYREX STOPPER # 19 | VOLUMETRIC FLASK, 500ML CLASS A WITH INCLUDED PYREX STOPPER # 19. THESE PYREX VOLUMETRIC FLASKS PROVIDE IMPROVED LAB CONVENIENCE, BROAD SELECTION AND PRECISE VOLUME MEASUREMENT. THE STRENGTH OF THE FLASKS HAS BEEN INCREASED APPRECIABLY BY MACHINING. | INSCRIPTION IS EASY TO READ. THESE CLASS A VOLUMETRIC FLASKS HAVE BEEN MANU | FACTURED TO CLASS A TOLERANCES AS ESTABLISHED BY ASTM E- 694 FOR VOLUMETRIC WARE, ASTM E-542 FOR CALIBRATION OF VOLUMETRIC WARE AND ASTM E-288 FOR VOLUMETRIC FLASKS. |  | 10 | 10 | 16 | 0.9259 | CF | CA | 6 | CA |  | 12 | 540 3 | US | 1 |  | 0 | STND | 30 | AF | IN | IN | IN | LN | WD | HT | P |  |  | O | O | O | O
GS-07F-238AA | CG-8692-1 | CHEMGLASS | COLOR-CODED PYREX MOHR PIPET 1.0ML CS/ | CG-8692-1 | COLOR-CODED PYREX MOHR PIPET 1.0ML | PYREX MEASURING PIPET, COLOR-CODED WITH COLORED MARKINGS, REUSABLE GLASS. THESE PIPETS ARE COLOR-CODED BY SIZE FOR EASY IDENTIFICATION AND SORTING. COLORED GRADUATIONS ARE ENAMELED ONTO THE GLASS. THE TOP END OF 5 TO 25ML SIZES IS CONSTRICTED. | YPE). THEY ARE CALIBRATED TO DELIVER THEIR TOTAL CAPACITY WITHOUT BLOW-OUT. DO NOT PIPET BY MOUTH. WE SUGGEST USING A MECHANICAL PIPETTING DEVICE WITH THESE PIPETS. |  |  | 10 | 10 | 16 | 0.9259 | CF | CA | 12 | CA |  | 4 | 540 3 | US | 1 |  | 0 | STND | 30 | AF | IN | IN | IN | LN | WD | HT | P |  |  | O | O | O | O
GS-07F-238AA | CG-8692-10 | CHEMGLASS | COLOR-CODED PYREX MOHR PIPET 10.0ML CS | CG-8692-10 | COLOR-CODED PYREX MOHR PIPET 10.0ML | PYREX MEASURING PIPET, COLOR-CODED WITH COLORED MARKINGS, REUSABLE GLASS. THESE PIPETS ARE COLOR-CODED BY SIZE FOR EASY IDENTIFICATION AND SORTING. COLORED GRADUATIONS ARE ENAMELED ONTO THE GLASS. THE TOP END OF 5 TO 25ML SIZES IS CONSTRICTED. | MOHR TYPE. THEY ARE CALIBRATED TO DELIVER THEIR TOTAL CAPACITY WITHOUT BLOW-OUT. DO NOT PIPET BY MOUTH. WE SUGGEST USING A MECHANICAL PIPETTING DEVICE WITH THESE PIPETS. |  |  | 10 | 10 | 16 | 0.9259 | CF | CA | 12 | CA |  | 4 | 540 3 | US | 1 |  | 0 | STND | 30 | AF | IN | IN | IN | LN | WD | HT | P |  |  | O | O | O | O
GS-07F-238AA | CG-8692-1X | CHEMGLASS | COLOR-CODED PYREX MOHR PIPET 0.1ML CS/ | CG-8692-1X | COLOR-CODED PYREX MOHR PIPET 0.1ML | PYREX MEASURING PIPET, COLOR-CODED WITH COLORED MARKINGS, REUSABLE GLASS. THESE PIPETS ARE COLOR-CODED BY SIZE FOR EASY IDENTIFICATION AND SORTING. COLORED GRADUATIONS ARE ENAMELED ONTO THE GLASS. THE TOP END OF 5 TO 25ML SIZES IS CONSTRICTED. | MOHR TYPE. THEY ARE CALIBRATED TO DELIVER THEIR TOTAL CAPACITY WITHOUT BLOW-OUT. DO NOT PIPET BY MOUTH. WE SUGGEST USING A MECHANICAL PIPETTING DEVICE WITH THESE PIPETS. |  |  | 10 | 10 | 16 | 0.9259 | CF | CA | 12 | CA |  | 4 | 540 3 | US | 1 |  | 0 | STND | 30 | AF | IN | IN | IN | LN | WD | HT | P |  |  | O | O | O | O
GS-07F-238AA | CG-8692-2 | CHEMGLASS | COLOR-CODED PYREX MOHR PIPET 2.0ML CS/ | CG-8692-2 | COLOR-CODED PYREX MOHR PIPET 2.0ML | PYREX MEASURING PIPET, COLOR-CODED WITH COLORED MARKINGS, REUSABLE GLASS. THESE PIPETS ARE COLOR-CODED BY SIZE FOR EASY IDENTIFICATION AND SORTING. COLORED GRADUATIONS ARE ENAMELED ONTO THE GLASS. THE TOP END OF 5 TO 25ML SIZES IS CONSTRICTED. | MOHR TYPE. THEY ARE CALIBRATED TO DELIVER THEIR TOTAL CAPACITY WITHOUT BLOW-OUT. DO NOT PIPET BY MOUTH. WE SUGGEST USING A MECHANICAL PIPETTING DEVICE WITH THESE PIPETS. |  |  | 10 | 10 | 16 | 0.9259 | CF | CA | 12 | CA |  | 4 | 540 3 | US | 1 |  | 0 | STND | 30 | AF | IN | IN | IN | LN | WD | HT | P |  |  | O | O | O | O
GS-07F-238AA | CG-8692-25 | CHEMGLASS | COLOR-CODED PYREX MOHR PIPET 25.0ML CS | CG-8692-25 | COLOR-CODED PYREX MOHR PIPET 25.0ML | PYREX MEASURING PIPET, COLOR-CODED WITH COLORED MARKINGS, REUSABLE GLASS. THESE PIPETS ARE COLOR-CODED BY SIZE FOR EASY IDENTIFICATION AND SORTING. COLORED GRADUATIONS ARE ENAMELED ONTO THE GLASS. THE TOP END OF 5 TO 25ML SIZES IS CONSTRICTED. | MOHR TYPE. THEY ARE CALIBRATED TO DELIVER THEIR TOTAL CAPACITY WITHOUT BLOW-OUT. DO NOT PIPET BY MOUTH. WE SUGGEST USING A MECHANICAL PIPETTING DEVICE WITH THESE PIPETS. |  |  | 10 | 10 | 16 | 0.9259 | CF | CA | 12 | CA |  | 4 | 540 3 | US | 1 |  | 0 | STND | 30 | AF | IN | IN | IN | LN | WD | HT | P |  |  | O | O | O | O
GS-07F-238AA | CG-8692-5 | CHEMGLASS | COLOR-CODED PYREX MOHR PIPET 5.0ML CS/ | CG-8692-5 | COLOR-CODED PYREX MOHR PIPET 5.0ML | PYREX MEASURING PIPET, COLOR-CODED WITH COLORED MARKINGS, REUSABLE GLASS. THESE PIPETS ARE COLOR-CODED BY SIZE FOR EASY IDENTIFICATION AND SORTING. COLORED GRADUATIONS ARE ENAMELED ONTO THE GLASS. THE TOP END OF 5 TO 25ML SIZES IS CONSTRICTED. | MOHR TYPE. THEY ARE CALIBRATED TO DELIVER THEIR TOTAL CAPACITY WITHOUT BLOW-OUT. DO NOT PIPET BY MOUTH. WE SUGGEST USING A MECHANICAL PIPETTING DEVICE WITH THESE PIPETS. |  |  | 10 | 10 | 16 | 0.9259 | CF | CA | 12 | CA |  | 4 | 540 3 | US | 1 |  | 0 | STND | 30 | AF | IN | IN | IN | LN | WD | HT | P |  |  | O | O | O | O
GS-07F-238AA | CG-8702-5X | CHEMGLASS | DISPOSABLE PYREX PASTEUR PIPET 5-3/4"L | CG-8702-5X | DISPOSABLE PYREX PASTEUR PIPET 5-3/4"LONG | DISPOSABLE CORNING PYREX PIPETS, BULK PACK, NON-STERILE, NON-PLUGGED. CORNING DISPOSABLE GLASS PASTEUR PIPETS ARE AVAILABLE IN CONVENIENT BULK PACKAGES. ONE-TIME USE ELIMINATES THE DANGER OF CROSS-CONTAMINATION OF VALUABLE SPECIMENS OR LABORATORY REA | FEATURE A CONSTRICTION ONE INCH BELOW THE TOP TO FACILITATE PLUGGING. THEY ARE IDEAL FOR RAPID NON-VOLUMETRIC TRANSFER WORK IN BACTERIOLOGY, IMMUNOLOGY, HEMATOLOGY AND SEROLOGY STUDIES, AS WELL AS BLOOD BANK AND CLINICAL CHEMISTRY | NOTE: PIPETS ARE MADE FROM SODA LIME GLASS. DO NOT PIPET BY MOUTH. WE SUGGEST USING A MECHANICAL PIPETTING DEVICE WITH THESE PIPETS. |  | 10 | 10 | 16 | 0.9259 | CF | CA | 200 | CA |  | 22 | 540 3 | US | 1 |  | 0 | STND | 30 | AF | IN | IN | IN | LN | WD | HT | P |  |  | O | O | O | O
GS-07F-238AA | CG-8702-9 | CHEMGLASS | DISPOSABLE PYREX PASTEUR PIPET 9"LONG | CG-8702-9 | DISPOSABLE PYREX PASTEUR PIPET 9"LONG | DISPOSABLE CORNING PYREX PIPETS, BULK PACK, NON-STERILE, NON-PLUGGED. CORNING DISPOSABLE GLASS PASTEUR PIPETS ARE AVAILABLE IN CONVENIENT BULK PACKAGES. ONE-TIME USE ELIMINATES THE DANGER OF CROSS-CONTAMINATION OF VALUABLE SPECIMENS OR LABORATORY REA | FEATURE A CONSTRICTION ONE INCH BELOW THE TOP TO FACILITATE PLUGGING. THEY ARE IDEAL FOR RAPID NON-VOLUMETRIC TRANSFER WORK IN BACTERIOLOGY, IMMUNOLOGY, HEMATOLOGY AND SEROLOGY STUDIES, AS WELL AS BLOOD BANK AND CLINICAL CHEMISTRY | NOTE: PIPETS ARE MADE FROM SODA LIME GLASS. DO NOT PIPET BY MOUTH. WE SUGGEST USING A MECHANICAL PIPETTING DEVICE WITH THESE PIPETS. |  | 10 | 10 | 16 | 0.9259 | CF | CA | 200 | CA |  | 22 | 540 3 | US | 1 |  | 0 | STND | 30 | AF | IN | IN | IN | LN | WD | HT | P |  |  | O | O | O | O
GS-07F-238AA | CG-8702-NMR | CHEMGLASS | DISP PYREX PASTEUR PIPET LONG CS/100 | CG-8702-NMR | DISPOSABLE PYREX PASTEUR PIPET LONG TIP | DISPOSABLE CORNING PYREX PIPETS, BULK PACK, NON-STERILE, NON-PLUGGED. CORNING DISPOSABLE GLASS PASTEUR PIPETS ARE AVAILABLE IN CONVENIENT BULK PACKAGES. ONE-TIME USE ELIMINATES THE DANGER OF CROSS-CONTAMINATION OF VALUABLE SPECIMENS OR LABORATORY REA | FEATURE A CONSTRICTION ONE INCH BELOW THE TOP TO FACILITATE PLUGGING. THEY ARE IDEAL FOR RAPID NON-VOLUMETRIC TRANSFER WORK IN BACTERIOLOGY, IMMUNOLOGY, HEMATOLOGY AND SEROLOGY STUDIES, AS WELL AS BLOOD BANK AND CLINICAL CHEMISTRY | NOTE: PIPETS ARE MADE FROM SODA LIME GLASS. DO NOT PIPET BY MOUTH. WE SUGGEST USING A MECHANICAL PIPETTING DEVICE WITH THESE PIPETS. |  | 10 | 10 | 16 | 0.9259 | CF | CA | 100 | CA |  | 12 | 540 3 | US | 1 |  | 0 | STND | 30 | AF | IN | IN | IN | LN | WD | HT | P |  |  | O | O | O | O
GS-07F-238AA | CG-8705-1 | CHEMGLASS | COLOR-CODED PIPET 1ML VOLUMETRIC CLAS | CG-8705-1 | COLOR-CODED PIPET 1ML VOLUMETRIC CLASS A BLUE CERTIFIED | SERIALIZED/CERTIFIED CLASS A VOLUMETRIC PIPETS, COLOR-CODED PYREX WITH COLORED GRADUATIONS. CALIBRATED TO CLASS A TOLERANCES IN ACCORDANCE WITH ASTM E-542, AND ASTM E-969. EACH PIPET IS INDIVIDUALLY SERIALIZED. SUPPLIED WITH IDENTITY CERTIFICATE | CERTIFICATION AND CAPACITY, TRACEABLE TO NIST STANDARDS. SIZES 1ML THROUGH 25ML ARE COLOR-CODED WITH COLORED GRADUATIONS ENAMELED ONTO THE GLASS. DO NOT PIPET BY MOUTH. WE SUGGEST USING A MECHANICAL PIPETTING DEVICE WITH THESE PIPETS. |  |  | 10 | 10 | 16 | 0.9259 | CF | CA | 6 | CA |  | 2 | 540 3 | US | 1 |  | 0 | STND | 30 | AF | IN | IN | IN | LN | WD | HT | P |  |  | O | O | O | O
GS-07F-238AA | CG-8705-10 | CHEMGLASS | COLOR-CODED PIPET 10ML VOLUMETRIC CLA | CG-8705-10 | COLOR-CODED PIPET 10ML VOLUMETRIC CLASS A RED CERTIFIED | SERIALIZED/CERTIFIED CLASS A VOLUMETRIC PIPETS, COLOR-CODED PYREX WITH COLORED GRADUATIONS. CALIBRATED TO CLASS A TOLERANCES IN ACCORDANCE WITH ASTM E-542, AND ASTM E-969. EACH PIPET IS INDIVIDUALLY SERIALIZED. SUPPLIED WITH IDENTITY CERTIFICATE | CERTIFICATION AND CAPACITY, TRACEABLE TO NIST STANDARDS. SIZES 1ML THROUGH 25ML ARE COLOR-CODED WITH COLORED GRADUATIONS ENAMELED ONTO THE GLASS. DO NOT PIPET BY MOUTH. WE SUGGEST USING A MECHANICAL PIPETTING DEVICE WITH THESE PIPETS. |  |  | 10 | 10 | 16 | 0.9259 | CF | CA | 6 | CA |  | 2 | 540 3 | US | 1 |  | 0 | STND | 30 | AF | IN | IN | IN | LN | WD | HT | P |  |  | O | O | O | O
GS-07F-238AA | CG-8705-100 | CHEMGLASS | COLOR-CODED PIPET 100ML VOLUMETRIC CL | CG-8705-100 | COLOR-CODED PIPET 100ML VOLUMETRIC CLASS A CERTIFIED | SERIALIZED/CERTIFIED CLASS A VOLUMETRIC PIPETS, COLOR-CODED PYREX WITH COLORED GRADUATIONS. CALIBRATED TO CLASS A TOLERANCES IN ACCORDANCE WITH ASTM E-542, AND ASTM E-969. EACH PIPET IS INDIVIDUALLY SERIALIZED. SUPPLIED WITH IDENTITY CERTIFICATE | CERTIFICATION AND CAPACITY, TRACEABLE TO NIST STANDARDS. SIZES 1ML THROUGH 25ML ARE COLOR-CODED WITH COLORED GRADUATIONS ENAMELED ONTO THE GLASS. DO NOT PIPET BY MOUTH. WE SUGGEST USING A MECHANICAL PIPETTING DEVICE WITH THESE PIPETS. |  |  | 10 | 10 | 16 | 0.9259 | CF | CA | 6 | CA |  | 2 | 540 3 | US | 1 |  | 0 | STND | 30 | AF | IN | IN | IN | LN | WD | HT | P |  |  | O | O | O | O
GS-07F-238AA | CG-8705-15 | CHEMGLASS | COLOR-CODED PIPET 15ML VOLUMETRIC CLA | CG-8705-15 | COLOR-CODED PIPET 15ML VOLUMETRIC CLASS A GREEN CERTIFIED | SERIALIZED/CERTIFIED CLASS A VOLUMETRIC PIPETS, COLOR-CODED PYREX WITH COLORED GRADUATIONS. CALIBRATED TO CLASS A TOLERANCES IN ACCORDANCE WITH ASTM E-542, AND ASTM E-969. EACH PIPET IS INDIVIDUALLY SERIALIZED. SUPPLIED WITH IDENTITY CERTIFICATE | CERTIFICATION AND CAPACITY, TRACEABLE TO NIST STANDARDS. SIZES 1ML THROUGH 25ML ARE COLOR-CODED WITH COLORED GRADUATIONS ENAMELED ONTO THE GLASS. DO NOT PIPET BY MOUTH. WE SUGGEST USING A MECHANICAL PIPETTING DEVICE WITH THESE PIPETS. |  |  | 10 | 10 | 16 | 0.9259 | CF | CA | 6 | CA |  | 2 | 540 3 | DE | 1 |  | 0 | STND | 30 | AF | IN | IN | IN | LN | WD | HT | P |  |  | O | O | O | O
GS-07F-238AA | CG-8705-2 | CHEMGLASS | COLOR-CODED PIPET 2ML VOLUMETRIC CLAS | CG-8705-2 | COLOR-CODED PIPET 2ML VOLUMETRIC CLASS A ORANGE CERTIFIED | SERIALIZED/CERTIFIED CLASS A VOLUMETRIC PIPETS, COLOR-CODED PYREX WITH COLORED GRADUATIONS. CALIBRATED TO CLASS A TOLERANCES IN ACCORDANCE WITH ASTM E-542, AND ASTM E-969. EACH PIPET IS INDIVIDUALLY SERIALIZED. SUPPLIED WITH IDENTITY CERTIFICATE | CERTIFICATION AND CAPACITY, TRACEABLE TO NIST STANDARDS. SIZES 1ML THROUGH 25ML ARE COLOR-CODED WITH COLORED GRADUATIONS ENAMELED ONTO THE GLASS. DO NOT PIPET BY MOUTH. WE SUGGEST USING A MECHANICAL PIPETTING DEVICE WITH THESE PIPETS. |  |  | 10 | 10 | 16 | 0.9259 | CF | CA | 6 | CA |  | 2 | 540 3 | DE | 1 |  | 0 | STND | 30 | AF | IN | IN | IN | LN | WD | HT | P |  |  | O | O | O | O
GS-07F-238AA | CG-8705-25 | CHEMGLASS | COLOR-CODED PIPET 25ML VOLUMETRIC CLA | CG-8705-25 | COLOR-CODED PIPET 25ML VOLUMETRIC CLASS A BLUE CERTIFIED | SERIALIZED/CERTIFIED CLASS A VOLUMETRIC PIPETS, COLOR-CODED PYREX WITH COLORED GRADUATIONS. CALIBRATED TO CLASS A TOLERANCES IN ACCORDANCE WITH ASTM E-542, AND ASTM E-969. EACH PIPET IS INDIVIDUALLY SERIALIZED. SUPPLIED WITH IDENTITY CERTIFICATE | CERTIFICATION AND CAPACITY, TRACEABLE TO NIST STANDARDS. SIZES 1ML THROUGH 25ML ARE COLOR-CODED WITH COLORED GRADUATIONS ENAMELED ONTO THE GLASS. DO NOT PIPET BY MOUTH. WE SUGGEST USING A MECHANICAL PIPETTING DEVICE WITH THESE PIPETS. |  |  | 10 | 10 | 16 | 0.9259 | CF | CA | 6 | CA |  | 2 | 540 3 | DE | 1 |  | 0 | STND | 30 | AF | IN | IN | IN | LN | WD | HT | P |  |  | O | O | O | O
GS-07F-238AA | CG-8705-3 | CHEMGLASS | COLOR-CODED PIPET 3ML VOLUMETRIC CLAS | CG-8705-3 | COLOR-CODED PIPET 3ML VOLUMETRIC CLASS A BLACK CERTIFIED | SERIALIZED/CERTIFIED CLASS A VOLUMETRIC PIPETS, COLOR-CODED PYREX WITH COLORED GRADUATIONS. CALIBRATED TO CLASS A TOLERANCES IN ACCORDANCE WITH ASTM E-542, AND ASTM E-969. EACH PIPET IS INDIVIDUALLY SERIALIZED. SUPPLIED WITH IDENTITY CERTIFICATE | CERTIFICATION AND CAPACITY, TRACEABLE TO NIST STANDARDS. SIZES 1ML THROUGH 25ML ARE COLOR-CODED WITH COLORED GRADUATIONS ENAMELED ONTO THE GLASS. DO NOT PIPET BY MOUTH. WE SUGGEST USING A MECHANICAL PIPETTING DEVICE WITH THESE PIPETS. |  |  | 10 | 10 | 16 | 0.9259 | CF | CA | 6 | CA |  | 2 | 540 3 | DE | 1 |  | 0 | STND | 30 | AF | IN | IN | IN | LN | WD | HT | P |  |  | O | O | O | O
GS-07F-238AA | CG-8705-4 | CHEMGLASS | COLOR-CODED PIPET 4ML VOLUMETRIC CLAS | CG-8705-4 | COLOR-CODED PIPET 4ML VOLUMETRIC CLASS A RED CERTIFIED | SERIALIZED/CERTIFIED CLASS A VOLUMETRIC PIPETS, COLOR-CODED PYREX WITH COLORED GRADUATIONS. CALIBRATED TO CLASS A TOLERANCES IN ACCORDANCE WITH ASTM E-542, AND ASTM E-969. EACH PIPET IS INDIVIDUALLY SERIALIZED. SUPPLIED WITH IDENTITY CERTIFICATE | CERTIFICATION AND CAPACITY, TRACEABLE TO NIST STANDARDS. SIZES 1ML THROUGH 25ML ARE COLOR-CODED WITH COLORED GRADUATIONS ENAMELED ONTO THE GLASS. DO NOT PIPET BY MOUTH. WE SUGGEST USING A MECHANICAL PIPETTING DEVICE WITH THESE PIPETS. |  |  | 10 | 10 | 16 | 0.9259 | CF | CA | 6 | CA |  | 2 | 540 3 | DE | 1 |  | 0 | STND | 30 | AF | IN | IN | IN | LN | WD | HT | P |  |  | O | O | O | O
GS-07F-238AA | CG-8705-5 | CHEMGLASS | COLOR-CODED PIPET 5ML VOLUMETRIC CLAS | CG-8705-5 | COLOR-CODED PIPET 5ML VOLUMETRIC CLASS A WHITE CERTIFIED | SERIALIZED/CERTIFIED CLASS A VOLUMETRIC PIPETS, COLOR-CODED PYREX WITH COLORED GRADUATIONS. CALIBRATED TO CLASS A TOLERANCES IN ACCORDANCE WITH ASTM E-542, AND ASTM E-969. EACH PIPET IS INDIVIDUALLY SERIALIZED. SUPPLIED WITH IDENTITY CERTIFICATE | CERTIFICATION AND CAPACITY, TRACEABLE TO NIST STANDARDS. SIZES 1ML THROUGH 25ML ARE COLOR-CODED WITH COLORED GRADUATIONS ENAMELED ONTO THE GLASS. DO NOT PIPET BY MOUTH. WE SUGGEST USING A MECHANICAL PIPETTING DEVICE WITH THESE PIPETS. |  |  | 10 | 10 | 16 | 0.9259 | CF | CA | 6 | CA |  | 2 | 540 3 | DE | 1 |  | 0 | STND | 30 | AF | IN | IN | IN | LN | WD | HT | P |  |  | O | O | O | O
GS-07F-238AA | CG-8705-50 | CHEMGLASS | COLOR-CODED PIPET 50ML VOLUMETRIC CLA | CG-8705-50 | COLOR-CODED PIPET 50ML VOLUMETRIC CLASS A CERTIFIED | SERIALIZED/CERTIFIED CLASS A VOLUMETRIC PIPETS, COLOR-CODED PYREX WITH COLORED GRADUATIONS. CALIBRATED TO CLASS A TOLERANCES IN ACCORDANCE WITH ASTM E-542, AND ASTM E-969. EACH PIPET IS INDIVIDUALLY SERIALIZED. SUPPLIED WITH IDENTITY CERTIFICATE | CERTIFICATION AND CAPACITY, TRACEABLE TO NIST STANDARDS. SIZES 1ML THROUGH 25ML ARE COLOR-CODED WITH COLORED GRADUATIONS ENAMELED ONTO THE GLASS. DO NOT PIPET BY MOUTH. WE SUGGEST USING A MECHANICAL PIPETTING DEVICE WITH THESE PIPETS. |  |  | 10 | 10 | 16 | 0.9259 | CF | CA | 6 | CA |  | 2 | 540 3 | DE | 1 |  | 0 | STND | 30 | AF | IN | IN | IN | LN | WD | HT | P |  |  | O | O | O | O
GS-07F-238AA | CG-8708-1 | CHEMGLASS | PIPET 1ML VOLUMETRIC TO DELIVER AND T | CG-8708-1 | PIPET 1ML VOLUMETRIC TO DELIVER AND TO CONTAIN MARKINGS | VOLUMETRIC CLASS A PYREX PIPETS, TO DELIVER AND TO CONTAIN MARKINGS, REUSABLE GLASS. THESE PRECISION PIPETS ARE MANUFACTURED AND CALIBRATED TO CONTAIN (BOTTOM LINE) AND TO DELIVER (TOP LINE) TO SPECIFICATIONS FOR CLASS A VOLUMETRIC WARE. | DO NOT PIPET BY MOUTH. WE SUGGEST USING A MECHANICAL PIPETTING DEVICE WITH THESE PIPETS. |  |  | 10 | 10 | 16 | 0.9259 | CF | CA | 6 | CA |  | 2 | 540 3 | DE | 1 |  | 0 | STND | 30 | AF | IN | IN | IN | LN | WD | HT | P |  |  | O | O | O | O
GS-07F-238AA | CG-8708-10 | CHEMGLASS | PIPET 10ML VOLUMETRIC TO DELIVER AND | CG-8708-10 | PIPET 10ML VOLUMETRIC TO DELIVER AND TO CONTAIN MARKINGS | VOLUMETRIC CLASS A PYREX PIPETS, TO DELIVER AND TO CONTAIN MARKINGS, REUSABLE GLASS. THESE PRECISION PIPETS ARE MANUFACTURED AND CALIBRATED TO CONTAIN (BOTTOM LINE) AND TO DELIVER (TOP LINE) TO SPECIFICATIONS FOR CLASS A VOLUMETRIC WARE. | DO NOT PIPET BY MOUTH. WE SUGGEST USING A MECHANICAL PIPETTING DEVICE WITH THESE PIPETS. |  |  | 10 | 10 | 16 | 0.9259 | CF | CA | 6 | CA |  | 2 | 540 3 | DE | 1 |  | 0 | STND | 30 | AF | IN | IN | IN | LN | WD | HT | P |  |  | O | O | O | O
GS-07F-238AA | CG-8708-15 | CHEMGLASS | PIPET 15ML VOLUMETRIC TO DELIVER AND | CG-8708-15 | PIPET 15ML VOLUMETRIC TO DELIVER AND TO CONTAIN MARKINGS | VOLUMETRIC CLASS A PYREX PIPETS, TO DELIVER AND TO CONTAIN MARKINGS, REUSABLE GLASS. THESE PRECISION PIPETS ARE MANUFACTURED AND CALIBRATED TO CONTAIN (BOTTOM LINE) AND TO DELIVER (TOP LINE) TO SPECIFICATIONS FOR CLASS A VOLUMETRIC WARE. | DO NOT PIPET BY MOUTH. WE SUGGEST USING A MECHANICAL PIPETTING DEVICE WITH THESE PIPETS. |  |  | 10 | 10 | 16 | 0.9259 | CF | CA | 6 | CA |  | 2 | 540 3 | DE | 1 |  | 0 | STND | 30 | AF | IN | IN | IN | LN | WD | HT | P |  |  | O | O | O | O
GS-07F-238AA | CG-8708-2 | CHEMGLASS | PIPET 2ML VOLUMETRIC TO DELIVER AND T | CG-8708-2 | PIPET 2ML VOLUMETRIC TO DELIVER AND TO CONTAIN MARKINGS | VOLUMETRIC CLASS A PYREX PIPETS, TO DELIVER AND TO CONTAIN MARKINGS, REUSABLE GLASS. THESE PRECISION PIPETS ARE MANUFACTURED AND CALIBRATED TO CONTAIN (BOTTOM LINE) AND TO DELIVER (TOP LINE) TO SPECIFICATIONS FOR CLASS A VOLUMETRIC WARE. | DO NOT PIPET BY MOUTH. WE SUGGEST USING A MECHANICAL PIPETTING DEVICE WITH THESE PIPETS. |  |  | 10 | 10 | 16 | 0.9259 | CF | CA | 6 | CA |  | 2 | 540 3 | DE | 1 |  | 0 | STND | 30 | AF | IN | IN | IN | LN | WD | HT | P |  |  | O | O | O | O
GS-07F-238AA | CG-8708-20 | CHEMGLASS | PIPET 20ML VOLUMETRIC TO DELIVER AND | CG-8708-20 | PIPET 20ML VOLUMETRIC TO DELIVER AND TO CONTAIN MARKINGS | VOLUMETRIC CLASS A PYREX PIPETS, TO DELIVER AND TO CONTAIN MARKINGS, REUSABLE GLASS. THESE PRECISION PIPETS ARE MANUFACTURED AND CALIBRATED TO CONTAIN (BOTTOM LINE) AND TO DELIVER (TOP LINE) TO SPECIFICATIONS FOR CLASS A VOLUMETRIC WARE. | DO NOT PIPET BY MOUTH. WE SUGGEST USING A MECHANICAL PIPETTING DEVICE WITH THESE PIPETS. |  |  | 10 | 10 | 16 | 0.9259 | CF | CA | 6 | CA |  | 2 | 540 3 | DE | 1 |  | 0 | STND | 30 | AF | IN | IN | IN | LN | WD | HT | P |  |  | O | O | O | O
GS-07F-238AA | CG-8708-25 | CHEMGLASS | PIPET 25ML VOLUMETRIC TO DELIVER AND | CG-8708-25 | PIPET 25ML VOLUMETRIC TO DELIVER AND TO CONTAIN MARKINGS | VOLUMETRIC CLASS A PYREX PIPETS, TO DELIVER AND TO CONTAIN MARKINGS, REUSABLE GLASS. THESE PRECISION PIPETS ARE MANUFACTURED AND CALIBRATED TO CONTAIN (BOTTOM LINE) AND TO DELIVER (TOP LINE) TO SPECIFICATIONS FOR CLASS A VOLUMETRIC WARE. | DO NOT PIPET BY MOUTH. WE SUGGEST USING A MECHANICAL PIPETTING DEVICE WITH THESE PIPETS. |  |  | 10 | 10 | 16 | 0.9259 | CF | CA | 6 | CA |  | 2 | 540 3 | DE | 1 |  | 0 | STND | 30 | AF | IN | IN | IN | LN | WD | HT | P |  |  | O | O | O | O
GS-07F-238AA | CG-8708-3 | CHEMGLASS | PIPET 3ML VOLUMETRIC TO DELIVER AND T | CG-8708-3 | PIPET 3ML VOLUMETRIC TO DELIVER AND TO CONTAIN MARKINGS | VOLUMETRIC CLASS A PYREX PIPETS, TO DELIVER AND TO CONTAIN MARKINGS, REUSABLE GLASS. THESE PRECISION PIPETS ARE MANUFACTURED AND CALIBRATED TO CONTAIN (BOTTOM LINE) AND TO DELIVER (TOP LINE) TO SPECIFICATIONS FOR CLASS A VOLUMETRIC WARE. | DO NOT PIPET BY MOUTH. WE SUGGEST USING A MECHANICAL PIPETTING DEVICE WITH THESE PIPETS. |  |  | 10 | 10 | 16 | 0.9259 | CF | CA | 6 | CA |  | 2 | 540 3 | DE | 1 |  | 0 | STND | 30 | AF | IN | IN | IN | LN | WD | HT | P |  |  | O | O | O | O
GS-07F-238AA | CG-8708-4 | CHEMGLASS | PIPET 4ML VOLUMETRIC TO DELIVER AND T | CG-8708-4 | PIPET 4ML VOLUMETRIC TO DELIVER AND TO CONTAIN MARKINGS | VOLUMETRIC CLASS A PYREX PIPETS, TO DELIVER AND TO CONTAIN MARKINGS, REUSABLE GLASS. THESE PRECISION PIPETS ARE MANUFACTURED AND CALIBRATED TO CONTAIN (BOTTOM LINE) AND TO DELIVER (TOP LINE) TO SPECIFICATIONS FOR CLASS A VOLUMETRIC WARE. | DO NOT PIPET BY MOUTH. WE SUGGEST USING A MECHANICAL PIPETTING DEVICE WITH THESE PIPETS. |  |  | 10 | 10 | 16 | 0.9259 | CF | CA | 6 | CA |  | 2 | 540 3 | DE | 1 |  | 0 | STND | 30 | AF | IN | IN | IN | LN | WD | HT | P |  |  | O | O | O | O
GS-07F-238AA | CG-8708-6 | CHEMGLASS | PIPET 6ML VOLUMETRIC TO DELIVER AND T | CG-8708-6 | PIPET 6ML VOLUMETRIC TO DELIVER AND TO CONTAIN MARKINGS | VOLUMETRIC CLASS A PYREX PIPETS, TO DELIVER AND TO CONTAIN MARKINGS, REUSABLE GLASS. THESE PRECISION PIPETS ARE MANUFACTURED AND CALIBRATED TO CONTAIN" (BOTTOM LINE) AND TO DELIVER" (TOP LINE) TO SPECIFICATIONS FOR CLASS A VOLUMETRIC WARE. | DO NOT PIPET BY MOUTH. WE SUGGEST USING A MECHANICAL PIPETTING DEVICE WITH THESE PIPETS. |  |  | 10 | 10 | 16 | 0.9259 | CF | CA | 6 | CA |  | 2 | 540 3 | DE | 1 |  | 0 | STND | 30 | AF | IN | IN | IN | LN | WD | HT | P |  |  | O | O | O | O
GS-07F-238AA | CG-8708-7 | CHEMGLASS | PIPET 7ML VOLUMETRIC TO DELIVER AND T | CG-8708-7 | PIPET 7ML VOLUMETRIC TO DELIVER AND TO CONTAIN MARKINGS | VOLUMETRIC CLASS A PYREX PIPETS, TO DELIVER AND TO CONTAIN MARKINGS, REUSABLE GLASS. THESE PRECISION PIPETS ARE MANUFACTURED AND CALIBRATED TO CONTAIN" (BOTTOM LINE) AND TO DELIVER" (TOP LINE) TO SPECIFICATIONS FOR CLASS A VOLUMETRIC WARE. | DO NOT PIPET BY MOUTH. WE SUGGEST USING A MECHANICAL PIPETTING DEVICE WITH THESE PIPETS. |  |  | 10 | 10 | 16 | 0.9259 | CF | CA | 6 | CA |  | 2 | 540 3 | DE | 1 |  | 0 | STND | 30 | AF | IN | IN | IN | LN | WD | HT | P |  |  | O | O | O | O
GS-07F-238AA | CG-8708-8 | CHEMGLASS | PIPET 8ML VOLUMETRIC TO DELIVER AND T | CG-8708-8 | PIPET 8ML VOLUMETRIC TO DELIVER AND TO CONTAIN MARKINGS | VOLUMETRIC CLASS A PYREX PIPETS, TO DELIVER AND TO CONTAIN MARKINGS, REUSABLE GLASS. THESE PRECISION PIPETS ARE MANUFACTURED AND CALIBRATED TO CONTAIN" (BOTTOM LINE) AND TO DELIVER" (TOP LINE) TO SPECIFICATIONS FOR CLASS A VOLUMETRIC WARE. | DO NOT PIPET BY MOUTH. WE SUGGEST USING A MECHANICAL PIPETTING DEVICE WITH THESE PIPETS. |  |  | 10 | 10 | 16 | 0.9259 | CF | CA | 6 | CA |  | 2 | 540 3 | DE | 1 |  | 0 | STND | 30 | AF | IN | IN | IN | LN | WD | HT | P |  |  | O | O | O | O
GS-07F-238AA | CG-8840-100 | CHEMGLASS | HEAVY SPUTUM PYREX TUBES 100ML | CG-8840-100 | HEAVY DUTY SPUTUM PYREX CENTRIFUGE TUBES 100ML ROUND BOTTOM | THESE 100ML HEAVY DUTY ROUND BOTTOM PYREX CENTRIFUGE TUBES WITH 38-400 SCREW CAPS ARE USEFUL FOR THE HANDLING OF SPUTUM SPECIMENS. DIGESTION, SHAKING, NEUTRALIZING AND CENTRIFUGING CAN BE PERFORMED IN ONE CONTAINER. | SCREW CAPS RESIST THE EFFECTS OF TEMPERATURE AND STEAM. THE 100ML TUBE HAS A WHITE POLYPROPYLENE CAP WITH A PTFE LINER. |  |  | 10 | 10 | 16 | 0.9259 | CF | CA | 1 | CA |  | 1 | 540 3 | US | 1 |  | 0 | STND | 30 | AF | IN | IN | IN | LN | WD | HT | P |  |  | O | O | O | O
GS-07F-238AA | CG-8840-50 | CHEMGLASS | HEAVY DUTY SPUTUM PYREX CENTRIFUGE TUBES | CG-8840-50 | HEAVY DUTY SPUTUM PYREX CENTRIFUGE TUBES 50ML ROUND BOTTOM | THESE 50ML HEAVY DUTY ROUND BOTTOM PYREX CENTRIFUGE TUBES WITH 24-410 SCREW CAPS ARE USEFUL FOR THE HANDLING OF SPUTUM SPECIMENS. DIGESTION, SHAKING, NEUTRALIZING AND CENTRIFUGING CAN BE PERFORMED IN ONE CONTAINER. | SCREW CAPS RESIST THE EFFECTS OF TEMPERATURE AND STEAM. THE 50ML TUBE HAS A BLACK PHENOLIC CAP WITH A GLUED-IN, WHITE RUBBER LINER. |  |  | 10 | 10 | 16 | 0.9259 | CF | CA | 12 | CA |  | 4 | 540 3 | US | 1 |  | 0 | STND | 30 | AF | IN | IN | IN | LN | WD | HT | P |  |  | O | O | O | O
GS-07F-238AA | CG-8858-13 | CHEMGLASS | PYREX CULTURE TUBES PTFE LINED SCREW | CG-8858-13 | PYREX CULTURE TUBES PTFE CAP 13X100MM | ROUND BOTTOMED PYREX CULTURE TUBES WITH SCREW CAPS. FURNISHED WITH DEEP-FORM PHENOLIC CAPS TO FACILITATE HANDLING AND SEALING AFTER AUTOCLAVING. CAPS ARE FABRICATED FROM A SPECIAL FORMULA RESISTANT TO THE EFFECTS OF AUTOCLAVING | THE WHITE ENAMEL MARKING SPOT GIVES AN EXCELLENT SURFACE FOR PENCIL NOTATIONS. PENCIL MARKS ARE EASILY ERASED. THESE PHENOLIC CAPS HAVE A PTFE (PTFE) INTERFACE FIRMLY BONDED TO THE GLUED-IN RUBBER LINER, PROVIDING A SURE AND HIGHLY INERT SEALING |  |  | 10 | 10 | 16 | 0.9259 | CF | CA | 288 | CA |  | 21 | 540 3 | MX | 1 |  | 0 | STND | 30 | AF | IN | IN | IN | LN | WD | HT | P |  |  | O | O | O | O
GS-07F-238AA | CG-8858-16 | CHEMGLASS | PYREX CULTURE TUBES PTFE LINED SCREW | CG-8858-16 | PYREX CULTURE TUBES PTFE CAP 16X100MM | ROUND BOTTOMED PYREX CULTURE TUBES WITH SCREW CAPS. FURNISHED WITH DEEP-FORM PHENOLIC CAPS TO FACILITATE HANDLING AND SEALING AFTER AUTOCLAVING. CAPS ARE FABRICATED FROM A SPECIAL FORMULA RESISTANT TO THE EFFECTS OF AUTOCLAVING | THE WHITE ENAMEL MARKING SPOT GIVES AN EXCELLENT SURFACE FOR PENCIL NOTATIONS. PENCIL MARKS ARE EASILY ERASED. THESE PHENOLIC CAPS HAVE A PTFE (PTFE) INTERFACE FIRMLY BONDED TO THE GLUED-IN RUBBER LINER, PROVIDING A SURE AND HIGHLY INERT SEALING |  |  | 10 | 10 | 16 | 0.9259 | CF | CA | 288 | CA |  | 21 | 540 3 | MX | 1 |  | 0 | STND | 30 | AF | IN | IN | IN | LN | WD | HT | P |  |  | O | O | O | O
GS-07F-238AA | CG-8858-16X | CHEMGLASS | PYREX CULTURE TUBES PTFE LINED SCREW | CG-8858-16X | PYREX CULTURE TUBES PTFE CAP 16X125MM | ROUND BOTTOMED PYREX CULTURE TUBES WITH SCREW CAPS. FURNISHED WITH DEEP-FORM PHENOLIC CAPS TO FACILITATE HANDLING AND SEALING AFTER AUTOCLAVING. CAPS ARE FABRICATED FROM A SPECIAL FORMULA RESISTANT TO THE EFFECTS OF AUTOCLAVING | THE WHITE ENAMEL MARKING SPOT GIVES AN EXCELLENT SURFACE FOR PENCIL NOTATIONS. PENCIL MARKS ARE EASILY ERASED. THESE PHENOLIC CAPS HAVE A PTFE (PTFE) INTERFACE FIRMLY BONDED TO THE GLUED-IN RUBBER LINER, PROVIDING A SURE AND HIGHLY INERT SEALING |  |  | 10 | 10 | 16 | 0.9259 | CF | CA | 288 | CA |  | 21 | 540 3 | MX | 1 |  | 0 | STND | 30 | AF | IN | IN | IN | LN | WD | HT | P |  |  | O | O | O | O
GS-07F-238AA | CG-8858-16XX | CHEMGLASS | PYREX CULTURE TUBES PTFE LINED SCREW | CG-8858-16XX | PYREX CULTURE TUBES PTFE CAP 16X150MM | ROUND BOTTOMED PYREX CULTURE TUBES WITH SCREW CAPS. FURNISHED WITH DEEP-FORM PHENOLIC CAPS TO FACILITATE HANDLING AND SEALING AFTER AUTOCLAVING. CAPS ARE FABRICATED FROM A SPECIAL FORMULA RESISTANT TO THE EFFECTS OF AUTOCLAVING | THE WHITE ENAMEL MARKING SPOT GIVES AN EXCELLENT SURFACE FOR PENCIL NOTATIONS. PENCIL MARKS ARE EASILY ERASED. THESE PHENOLIC CAPS HAVE A PTFE (PTFE) INTERFACE FIRMLY BONDED TO THE GLUED-IN RUBBER LINER, PROVIDING A SURE AND HIGHLY INERT SEALING |  |  | 10 | 10 | 16 | 0.9259 | CF | CA | 288 | CA |  | 21 | 540 3 | MX | 1 |  | 0 | STND | 30 | AF | IN | IN | IN | LN | WD | HT | P |  |  | O | O | O | O
GS-07F-238AA | CG-8858-20 | CHEMGLASS | PYREX CULTURE TUBES PTFE LINED SCREW | CG-8858-20 | PYREX CULTURE TUBES PTFE CAP 20X125MM | ROUND BOTTOMED PYREX CULTURE TUBES WITH SCREW CAPS. FURNISHED WITH DEEP-FORM PHENOLIC CAPS TO FACILITATE HANDLING AND SEALING AFTER AUTOCLAVING. CAPS ARE FABRICATED FROM A SPECIAL FORMULA RESISTANT TO THE EFFECTS OF AUTOCLAVING | THE WHITE ENAMEL MARKING SPOT GIVES AN EXCELLENT SURFACE FOR PENCIL NOTATIONS. PENCIL MARKS ARE EASILY ERASED. THESE PHENOLIC CAPS HAVE A PTFE (PTFE) INTERFACE FIRMLY BONDED TO THE GLUED-IN RUBBER LINER, PROVIDING A SURE AND HIGHLY INERT SEALING |  |  | 10 | 10 | 16 | 0.9259 | CF | CA | 192 | CA |  | 18 | 540 3 | MX | 1 |  | 0 | STND | 30 | AF | IN | IN | IN | LN | WD | HT | P |  |  | O | O | O | O
GS-07F-238AA | CG-8858-20X | CHEMGLASS | PYREX CULTURE TUBES PTFE LINED SCREW | CG-8858-20X | PYREX CULTURE TUBES PTFE CAP 20X150MM | ROUND BOTTOMED PYREX CULTURE TUBES WITH SCREW CAPS. FURNISHED WITH DEEP-FORM PHENOLIC CAPS TO FACILITATE HANDLING AND SEALING AFTER AUTOCLAVING. CAPS ARE FABRICATED FROM A SPECIAL FORMULA RESISTANT TO THE EFFECTS OF AUTOCLAVING | THE WHITE ENAMEL MARKING SPOT GIVES AN EXCELLENT SURFACE FOR PENCIL NOTATIONS. PENCIL MARKS ARE EASILY ERASED. THESE PHENOLIC CAPS HAVE A PTFE (PTFE) INTERFACE FIRMLY BONDED TO THE GLUED-IN RUBBER LINER, PROVIDING A SURE AND HIGHLY INERT SEALING |  |  | 10 | 10 | 16 | 0.9259 | CF | CA | 192 | CA |  | 18 | 540 3 | MX | 1 |  | 0 | STND | 30 | AF | IN | IN | IN | LN | WD | HT | P |  |  | O | O | O | O
GS-07F-238AA | CG-8858-25 | CHEMGLASS | PYREX TUBE PTFE CAP 25X150MM CS/144 | CG-8858-25 | PYREX CULTURE TUBES PTFE CAP 25X150MM | ROUND BOTTOMED PYREX CULTURE TUBES WITH SCREW CAPS. FURNISHED WITH DEEP-FORM PHENOLIC CAPS TO FACILITATE HANDLING AND SEALING AFTER AUTOCLAVING. CAPS ARE FABRICATED FROM A SPECIAL FORMULA RESISTANT TO THE EFFECTS OF AUTOCLAVING | THE WHITE ENAMEL MARKING SPOT GIVES AN EXCELLENT SURFACE FOR PENCIL NOTATIONS. PENCIL MARKS ARE EASILY ERASED. THESE PHENOLIC CAPS HAVE A PTFE (PTFE) INTERFACE FIRMLY BONDED TO THE GLUED-IN RUBBER LINER, PROVIDING A SURE AND HIGHLY INERT SEALING |  |  | 10 | 10 | 16 | 0.9259 | CF | CA | 144 | CA |  | 16 | 540 3 | MX | 1 |  | 0 | STND | 30 | AF | IN | IN | IN | LN | WD | HT | P |  |  | O | O | O | O
GS-07F-238AA | CG-8858-25X | CHEMGLASS | PYREX TUBE PTFE CAP 25X200MM CS/144 | CG-8858-25X | PYREX CULTURE TUBES PTFE CAP 25X200MM | ROUND BOTTOMED PYREX CULTURE TUBES WITH SCREW CAPS. FURNISHED WITH DEEP-FORM PHENOLIC CAPS TO FACILITATE HANDLING AND SEALING AFTER AUTOCLAVING. CAPS ARE FABRICATED FROM A SPECIAL FORMULA RESISTANT TO THE EFFECTS OF AUTOCLAVING | THE WHITE ENAMEL MARKING SPOT GIVES AN EXCELLENT SURFACE FOR PENCIL NOTATIONS. PENCIL MARKS ARE EASILY ERASED. THESE PHENOLIC CAPS HAVE A PTFE (PTFE) INTERFACE FIRMLY BONDED TO THE GLUED-IN RUBBER LINER, PROVIDING A SURE AND HIGHLY INERT SEALING |  |  | 10 | 10 | 16 | 0.9259 | CF | CA | 144 | CA |  | 16 | 540 3 | MX | 1 |  | 0 | STND | 30 | AF | IN | IN | IN | LN | WD | HT | P |  |  | O | O | O | O
GS-07F-238AA | CP-H0121200 | AFFINIS/SANISERV | 12 QT. LAB STORAGE CONTAINERS FOR SOLIDS | CP-H0121200 | 12 QUART ROUND LAB STORAGE CONTAINERS FOR SOLIDS NATURAL HDPE | ROUND SOLID STORAGE CONTAINERS ARE DURABLE, LIGHT WEIGHT, AND DO NOT CONTAIN BPA. THEY INCORPORATE STACKING LEDGES THAT PREVENT THEM FROM STICKING TOGETHER. THIS FEATURE GREATLY REDUCES THE DRYING TIME AND REDUCES THE ABILITY FOR BACTERIA TO GROW. | MOLDED SEAMLESSLY AND ARE MANUFACTURED FROM NSF & FDA APPROVED PLASTIC RESINS. WE ONLY USE THE HIGHEST QUALITY MATERIALS AND NEVER SUBSTITUTE TO REDUCE COSTS. OUR NATURAL FOOD CONTAINERS CAN WITHSTAND TEMPERATURES BETWEEN -40 AND 180 DEGREES F | THIS FEATURE MAKES THESE CONTAINERS IDEAL FOR REFRIGERATOR AND FREEZER USE OR FOR HOT LIQUIDS POURED STRAIGHT INTO THE CONTAINER. ALL STORAGE CONTAINERS ARE DISHWASHER SAFE. PURCHASE LIDS SEPARATELY |  | 10 | 10 | 16 | 0.9259 | CF | CA | 12 | CA |  | 16.64 | 540 3 | MX | 1 |  | 0 | STND | 30 | AF | IN | IN | IN | LN | WD | HT | P |  |  | O | O | O | O
GS-07F-238AA | CP-H0200600 | AFFINIS/SANISERV | 20 QT. LAB STORAGE CONTAINERS FOR SOLIDS | CP-H0200600 | 20 QUART ROUND LAB STORAGE CONTAINERS FOR SOLIDS NATURAL HDPE | ROUND SOLID STORAGE CONTAINERS ARE DURABLE, LIGHT WEIGHT, AND DO NOT CONTAIN BPA. THEY INCORPORATE STACKING LEDGES THAT PREVENT THEM FROM STICKING TOGETHER. THIS FEATURE GREATLY REDUCES THE DRYING TIME AND REDUCES THE ABILITY FOR BACTERIA TO GROW. | MOLDED SEAMLESSLY AND ARE MANUFACTURED FROM NSF & FDA APPROVED PLASTIC RESINS. WE ONLY USE THE HIGHEST QUALITY MATERIALS AND NEVER SUBSTITUTE TO REDUCE COSTS. OUR NATURAL FOOD CONTAINERS CAN WITHSTAND TEMPERATURES BETWEEN -40 AND 180 DEGREES F | THIS FEATURE MAKES THESE CONTAINERS IDEAL FOR REFRIGERATOR AND FREEZER USE OR FOR HOT LIQUIDS POURED STRAIGHT INTO THE CONTAINER. ALL STORAGE CONTAINERS ARE DISHWASHER SAFE. PURCHASE LIDS SEPARATELY |  | 10 | 10 | 16 | 0.9259 | CF | CA | 6 | CA |  | 16.9 | 540 3 | MX | 1 |  | 0 | STND | 30 | AF | IN | IN | IN | LN | WD | HT | P |  |  | O | O | O | O
GS-07F-238AA | CP-H0240600 | AFFINIS/SANISERV | 24 QT. LAB STORAGE CONTAINERS FOR SOLIDS | CP-H0240600 | 24 QUART ROUND LAB STORAGE CONTAINERS FOR SOLIDS NATURAL HDPE | ROUND SOLID STORAGE CONTAINERS ARE DURABLE, LIGHT WEIGHT, AND DO NOT CONTAIN BPA. THEY INCORPORATE STACKING LEDGES THAT PREVENT THEM FROM STICKING TOGETHER. THIS FEATURE GREATLY REDUCES THE DRYING TIME AND REDUCES THE ABILITY FOR BACTERIA TO GROW. | MOLDED SEAMLESSLY AND ARE MANUFACTURED FROM NSF & FDA APPROVED PLASTIC RESINS. WE ONLY USE THE HIGHEST QUALITY MATERIALS AND NEVER SUBSTITUTE TO REDUCE COSTS. OUR NATURAL FOOD CONTAINERS CAN WITHSTAND TEMPERATURES BETWEEN -40 AND 180 DEGREES F | THIS FEATURE MAKES THESE CONTAINERS IDEAL FOR REFRIGERATOR AND FREEZER USE OR FOR HOT LIQUIDS POURED STRAIGHT INTO THE CONTAINER. ALL STORAGE CONTAINERS ARE DISHWASHER SAFE. PURCHASE LIDS SEPARATELY |  | 10 | 10 | 16 | 0.9259 | CF | CA | 6 | CA |  | 18.5 | 540 3 | MX | 1 |  | 0 | STND | 30 | AF | IN | IN | IN | LN | WD | HT | P |  |  | O | O | O | O
GS-07F-238AA | CP-H0320600 | AFFINIS/SANISERV | 32 QT. LAB STORAGE CONTAINERS FOR SOLIDS | CP-H0320600 | 32 QUART ROUND LAB STORAGE CONTAINERS FOR SOLIDS NATURAL HDPE | ROUND SOLID STORAGE CONTAINERS ARE DURABLE, LIGHT WEIGHT, AND DO NOT CONTAIN BPA. THEY INCORPORATE STACKING LEDGES THAT PREVENT THEM FROM STICKING TOGETHER. THIS FEATURE GREATLY REDUCES THE DRYING TIME AND REDUCES THE ABILITY FOR BACTERIA TO GROW. | MOLDED SEAMLESSLY AND ARE MANUFACTURED FROM NSF & FDA APPROVED PLASTIC RESINS. WE ONLY USE THE HIGHEST QUALITY MATERIALS AND NEVER SUBSTITUTE TO REDUCE COSTS. OUR NATURAL FOOD CONTAINERS CAN WITHSTAND TEMPERATURES BETWEEN -40 AND 180 DEGREES F | THIS FEATURE MAKES THESE CONTAINERS IDEAL FOR REFRIGERATOR AND FREEZER USE OR FOR HOT LIQUIDS POURED STRAIGHT INTO THE CONTAINER. ALL STORAGE CONTAINERS ARE DISHWASHER SAFE. PURCHASE LIDS SEPARATELY |  | 10 | 10 | 16 | 0.9259 | CF | CA | 6 | CA |  | 22.3 | 540 3 | MX | 1 |  | 0 | STND | 30 | AF | IN | IN | IN | LN | WD | HT | P |  |  | O | O | O | O
GS-07F-238AA | CP-H0400600 | AFFINIS/SANISERV | 40 QT. LAB STORAGE CONTAINERS FOR SOLIDS | CP-H0400600 | 40 QUART ROUND LAB STORAGE CONTAINERS FOR SOLIDS NATURAL HDPE | ROUND SOLID STORAGE CONTAINERS ARE DURABLE, LIGHT WEIGHT, AND DO NOT CONTAIN BPA. THEY INCORPORATE STACKING LEDGES THAT PREVENT THEM FROM STICKING TOGETHER. THIS FEATURE GREATLY REDUCES THE DRYING TIME AND REDUCES THE ABILITY FOR BACTERIA TO GROW. | MOLDED SEAMLESSLY AND ARE MANUFACTURED FROM NSF & FDA APPROVED PLASTIC RESINS. WE ONLY USE THE HIGHEST QUALITY MATERIALS AND NEVER SUBSTITUTE TO REDUCE COSTS. OUR NATURAL FOOD CONTAINERS CAN WITHSTAND TEMPERATURES BETWEEN -40 AND 180 DEGREES F | THIS FEATURE MAKES THESE CONTAINERS IDEAL FOR REFRIGERATOR AND FREEZER USE OR FOR HOT LIQUIDS POURED STRAIGHT INTO THE CONTAINER. ALL STORAGE CONTAINERS ARE DISHWASHER SAFE. PURCHASE LIDS SEPARATELY |  | 10 | 10 | 16 | 0.9259 | CF | CA | 6 | CA |  | 25.5 | 540 3 | MX | 1 |  | 0 | STND | 30 | AF | IN | IN | IN | LN | WD | HT | P |  |  | O | O | O | O
GS-07F-238AA | CP-H1601200 | AFFINIS/SANISERV | 16 QT. LAB STORAGE CONTAINERS FOR SOLIDS | CP-H1601200 | 16 QUART ROUND LAB STORAGE CONTAINERS FOR SOLIDS NATURAL HDPE | ROUND SOLID STORAGE CONTAINERS ARE DURABLE, LIGHT WEIGHT, AND DO NOT CONTAIN BPA. THEY INCORPORATE STACKING LEDGES THAT PREVENT THEM FROM STICKING TOGETHER. THIS FEATURE GREATLY REDUCES THE DRYING TIME AND REDUCES THE ABILITY FOR BACTERIA TO GROW. | MOLDED SEAMLESSLY AND ARE MANUFACTURED FROM NSF & FDA APPROVED PLASTIC RESINS. WE ONLY USE THE HIGHEST QUALITY MATERIALS AND NEVER SUBSTITUTE TO REDUCE COSTS. OUR NATURAL FOOD CONTAINERS CAN WITHSTAND TEMPERATURES BETWEEN -40 AND 180 DEGREES F | THIS FEATURE MAKES THESE CONTAINERS IDEAL FOR REFRIGERATOR AND FREEZER USE OR FOR HOT LIQUIDS POURED STRAIGHT INTO THE CONTAINER. ALL STORAGE CONTAINERS ARE DISHWASHER SAFE. PURCHASE LIDS SEPARATELY |  | 10 | 10 | 16 | 0.9259 | CF | CA | 12 | CA |  | 21 | 540 3 | MX | 1 |  | 0 | STND | 30 | AF | IN | IN | IN | LN | WD | HT | P |  |  | O | O | O | O
GS-07F-238AA | CP-H2001200 | AFFINIS/SANISERV | 2 QT. LAB STORAGE CONTAINERS FOR SOLIDS | CP-H2001200 | 2 QUART ROUND LAB STORAGE CONTAINERS FOR SOLIDS NATURAL HDPE | ROUND SOLID STORAGE CONTAINERS ARE DURABLE, LIGHT WEIGHT, AND DO NOT CONTAIN BPA. THEY INCORPORATE STACKING LEDGES THAT PREVENT THEM FROM STICKING TOGETHER. THIS FEATURE GREATLY REDUCES THE DRYING TIME AND REDUCES THE ABILITY FOR BACTERIA TO GROW. | MOLDED SEAMLESSLY AND ARE MANUFACTURED FROM NSF & FDA APPROVED PLASTIC RESINS. WE ONLY USE THE HIGHEST QUALITY MATERIALS AND NEVER SUBSTITUTE TO REDUCE COSTS. OUR NATURAL FOOD CONTAINERS CAN WITHSTAND TEMPERATURES BETWEEN -40 AND 180 DEGREES F | THIS FEATURE MAKES THESE CONTAINERS IDEAL FOR REFRIGERATOR AND FREEZER USE OR FOR HOT LIQUIDS POURED STRAIGHT INTO THE CONTAINER. ALL STORAGE CONTAINERS ARE DISHWASHER SAFE. PURCHASE LIDS SEPARATELY |  | 10 | 10 | 16 | 0.9259 | CF | CA | 12 | CA |  | 8.8 | 540 3 | MX | 1 |  | 0 | STND | 30 | AF | IN | IN | IN | LN | WD | HT | P |  |  | O | O | O | O
GS-07F-238AA | CP-H3120600 | AFFINIS/SANISERV | LIDS FOR 16 20 AND 24 QUART ROUND SOLID | CP-H3120600 | LIDS FOR 16 20 AND 24 QUART ROUND SOLID STORAGE CONTAINERS CHOOSE COLOR | FITS THE FOLLOWING CONTAINERS: NATURAL# CP-H1601200, CP-H0200600, CP-H0240600, OR CLEAR# CP-P1601200, CP-P0200600, CP-P0240600. THE TEMPERATURE RANGE FOR THESE POLYETHYLENE LIDS ARE FROM -40 DEGREES UP TO 180 DEGRE | IDEAL FOR REFRIGERATOR AND FREEZER STORAGE. ALL SOLID STORAGE LIDS FEATURE AN EXTENDED TAB SO THAT THEY CAN EASILY BE REMOVED FROM THE CONTAINER. | MANUFACTURED FROM FDA APPROVED PLASTIC RESINS, ARE NSF APPROVED, AND ARE DISHWASHER SAFE. |  | 10 | 10 | 16 | 0.9259 | CF | CA | 6 | CA |  | 7.6 | 540 3 | MX | 1 |  | 0 | STND | 30 | AF | IN | IN | IN | LN | WD | HT | P |  |  | O | O | O | O
GS-07F-238AA | CP-H3241200 | AFFINIS/SANISERV | LIDS FOR 2 & 4 QUART ROUND SOLID STORAGE | CP-H3241200 | LIDS FOR 2 & 4 QUART ROUND SOLID STORAGE CONTAINERS | FITS THE FOLLOWING CONTAINERS: NATURAL# CP-H2001200, CP-H4001200, OR CLEAR# CP-P2001200, CP-P4001200. THE TEMPERATURE RANGE FOR THESE POLYETHYLENE LIDS ARE FROM -40 DEGREES UP TO 180 DEGREES FAHRENHEIT. THIS FEATURE MAKES T | IDEAL FOR REFRIGERATOR AND FREEZER STORAGE. ALL SOLID STORAGE LIDS FEATURE AN EXTENDED TAB SO THAT THEY CAN EASILY BE REMOVED FROM THE CONTAINER. | MANUFACTURED FROM FDA APPROVED PLASTIC RESINS, ARE NSF APPROVED, AND ARE DISHWASHER SAFE. |  | 10 | 10 | 16 | 0.9259 | CF | CA | 12 | CA |  | 6.1 | 540 3 | MX | 1 |  | 0 | STND | 30 | AF | IN | IN | IN | LN | WD | HT | P |  |  | O | O | O | O
GS-07F-238AA | CP-H3320600 | AFFINIS/SANISERV | LIDS FOR 32 & 40 QUART ROUND SOLID STORA | CP-H3320600 | LIDS FOR 32 & 40 QUART ROUND SOLID STORAGE CONTAINERS | FITS THE FOLLOWING CONTAINERS: NATURAL# CP-H0320600, CP-H0400600 OR CLEAR# CP-P0320600, CP-P0400600 THE TEMPERATURE RANGE FOR THESE POLYETHYLENE LIDS ARE FROM -40 DEGREES UP TO 180 DEGREES FAHRENHEIT. THIS FEATURE M | IDEAL FOR REFRIGERATOR AND FREEZER STORAGE. ALL SOLID STORAGE LIDS FEATURE AN EXTENDED TAB SO THAT THEY CAN EASILY BE REMOVED FROM THE CONTAINER. | MANUFACTURED FROM FDA APPROVED PLASTIC RESINS, ARE NSF APPROVED, AND ARE DISHWASHER SAFE. |  | 10 | 10 | 16 | 0.9259 | CF | CA | 6 | CA |  | 9.8 | 540 3 | MX | 1 |  | 0 | STND | 30 | AF | IN | IN | IN | LN | WD | HT | P |  |  | O | O | O | O
GS-07F-238AA | CP-H3421200 | AFFINIS/SANISERV | LIDS FOR 12 QUART ROUND SOLID STORAGE CO | CP-H3421200 | LIDS FOR 12 QUART ROUND SOLID STORAGE CONTAINERS | FITS THE FOLLOWING CONTAINERS: NATURAL# CP-H0121200, OR CLEAR # CP-P0121200. THE TEMPERATURE RANGE FOR THESE POLYETHYLENE LIDS ARE FROM -40 DEGREES UP TO 180 DEGREES FAHRENHEIT. | IDEAL FOR REFRIGERATOR AND FREEZER STORAGE. ALL SOLID STORAGE LIDS FEATURE AN EXTENDED TAB SO THAT THEY CAN EASILY BE REMOVED FROM THE CONTAINER. | MANUFACTURED FROM FDA APPROVED PLASTIC RESINS, ARE NSF APPROVED, AND ARE DISHWASHER SAFE. |  | 10 | 10 | 16 | 0.9259 | CF | CA | 12 | CA |  | 7.8 | 540 3 | MX | 1 |  | 0 | STND | 30 | AF | IN | IN | IN | LN | WD | HT | P |  |  | O | O | O | O
GS-07F-238AA | CP-H3681200 | AFFINIS/SANISERV | LIDS FOR 6 & 8 QUART ROUND SOLID STORAGE | CP-H3681200 | LIDS FOR 6 & 8 QUART ROUND SOLID STORAGE CONTAINERS | FITS THE FOLLOWING CONTAINERS: NATURAL 6 QT CP-H6001200, OR 8 QT CP-H8001200, OR CLEAR 6 QT CP-P6001200, OR 8 QT CP-P8001200. THE TEMPERATURE RANGE FOR THESE POLYETHYLENE LIDS ARE FROM -40 DEGREES UP TO 180 DEGREES F | IDEAL FOR REFRIGERATOR AND FREEZER STORAGE. ALL SOLID STORAGE LIDS FEATURE AN EXTENDED TAB SO THAT THEY CAN EASILY BE REMOVED FROM THE CONTAINER. | MANUFACTURED FROM FDA APPROVED PLASTIC RESINS, ARE NSF APPROVED, AND ARE DISHWASHER SAFE. |  | 10 | 10 | 16 | 0.9259 | CF | CA | 12 | CA |  | 6.6 | 540 3 | US | 1 |  | 0 | STND | 30 | AF | IN | IN | IN | LN | WD | HT | P |  |  | O | O | O | O
GS-07F-238AA | CP-H4001200 | AFFINIS/SANISERV | 4 QT. LAB STORAGE CONTAINERS FOR SOLIDS | CP-H4001200 | 4 QUART ROUND LAB STORAGE CONTAINERS FOR SOLIDS NATURAL HDPE | ROUND SOLID STORAGE CONTAINERS ARE DURABLE, LIGHT WEIGHT, AND DO NOT CONTAIN BPA'S. THEY INCORPORATE STACKING LEDGES THAT PREVENT THEM FROM STICKING TOGETHER. THIS FEATURE GREATLY REDUCES THE DRYING TIME AND REDUCES THE ABILITY FOR BACTERIA TO GROW. | THEY ARE MOLDED SEAMLESSLY ARE MANUFACTURED FROM NSF & FDA APPROVED PLASTIC RESINS. WE ONLY USE THE HIGHEST QUALITY MATERIALS AND NEVER SUBSTITUTE TO REDUCE COSTS. OUR NATURAL FOOD CONTAINERS CAN WITHSTAND TEMPERATURES BETWEEN -40 AND 180 DEGREES F | RENHEIT. THIS FEATURE MAKES THESE CONTAINERS IDEAL FOR REFRIGERATOR AND FREEZER USE OR FOR HOT LIQUIDS POURED STRAIGHT INTO THE CONTAINER. ALL STORAGE CONTAINERS ARE DISHWASHER SAFE. PURCHASE LIDS SEPARATELY, OR FROM DROP DOWN MENU. ITEM # CP-H32412 |  | 10 | 10 | 16 | 0.9259 | CF | CA | 12 | CA |  | 10.8 | 540 3 | US | 1 |  | 0 | STND | 30 | AF | IN | IN | IN | LN | WD | HT | P |  |  | O | O | O | O
GS-07F-238AA | CP-H6001200 | AFFINIS/SANISERV | 6 QT. LAB STORAGE CONTAINERS FOR SOLIDS | CP-H6001200 | 6 QUART ROUND LAB STORAGE CONTAINERS FOR SOLIDS NATURAL HDPE | ROUND SOLID STORAGE CONTAINERS ARE DURABLE, LIGHT WEIGHT, AND DO NOT CONTAIN BPA'S. THEY INCORPORATE STACKING LEDGES THAT PREVENT THEM FROM STICKING TOGETHER. THIS FEATURE GREATLY REDUCES THE DRYING TIME AND REDUCES THE ABILITY FOR BACTERIA TO GROW. | THEY ARE MOLDED SEAMLESSLY ARE MANUFACTURED FROM NSF & FDA APPROVED PLASTIC RESINS. WE ONLY USE THE HIGHEST QUALITY MATERIALS AND NEVER SUBSTITUTE TO REDUCE COSTS. OUR NATURAL FOOD CONTAINERS CAN WITHSTAND TEMPERATURES BETWEEN -40 AND 180 DEGREES F | FAHRENHEIT. THIS FEATURE MAKES THESE CONTAINERS IDEAL FOR REFRIGERATOR AND FREEZER USE OR FOR HOT LIQUIDS POURED STRAIGHT INTO THE CONTAINER. ALL STORAGE CONTAINERS ARE DISHWASHER SAFE. PURCHASE LIDS SEPARATELY, OR FROM DROP DOWN MENU. ITEM # H36812 |  | 10 | 10 | 16 | 0.9259 | CF | CA | 12 | CA |  | 14.1 | 540 3 | US | 1 |  | 0 | STND | 30 | AF | IN | IN | IN | LN | WD | HT | P |  |  | O | O | O | O
GS-07F-238AA | CP-H8001200 | AFFINIS/SANISERV | 8 QT. LAB STORAGE CONTAINERS FOR SOLIDS | CP-H8001200 | 8 QUART ROUND LAB STORAGE CONTAINERS FOR SOLIDS NATURAL HDPE | ROUND SOLID STORAGE CONTAINERS ARE DURABLE, LIGHT WEIGHT, AND DO NOT CONTAIN BPA'S. THEY INCORPORATE STACKING LEDGES THAT PREVENT THEM FROM STICKING TOGETHER. THIS FEATURE GREATLY REDUCES THE DRYING TIME AND REDUCES THE ABILITY FOR BACTERIA TO GROW. | THEY ARE MOLDED SEAMLESSLY ARE MANUFACTURED FROM NSF & FDA APPROVED PLASTIC RESINS. WE ONLY USE THE HIGHEST QUALITY MATERIALS AND NEVER SUBSTITUTE TO REDUCE COSTS. OUR NATURAL FOOD CONTAINERS CAN WITHSTAND TEMPERATURES BETWEEN -40 AND 180 DEGREES F | FAHRENHEIT. THIS FEATURE MAKES THESE CONTAINERS IDEAL FOR REFRIGERATOR AND FREEZER USE OR FOR HOT LIQUIDS POURED STRAIGHT INTO THE CONTAINER. ALL STORAGE CONTAINERS ARE DISHWASHER SAFE. PURCHASE LIDS SEPARATELY, OR FROM DROP DOWN MENU. ITEM # H36812 |  | 10 | 10 | 16 | 0.9259 | CF | CA | 12 | CA |  | 15.64 | 540 3 | US | 1 |  | 0 | STND | 30 | AF | IN | IN | IN | LN | WD | HT | P |  |  | O | O | O | O
GS-07F-238AA | CP-P0121200 | AFFINIS/SANISERV | 12 QUART LAB STORAGE CONTAINERS FOR SOLI | CP-P0121200 | 12 QUART ROUND LAB STORAGE CONTAINERS FOR SOLIDS CLEAR PP | ROUND SOLID STORAGE CONTAINERS ARE DURABLE, LIGHT WEIGHT, AND DO NOT CONTAIN BPA'S. THEY INCORPORATE STACKING LEDGES THAT PREVENT THEM FROM STICKING TOGETHER. THIS FEATURE GREATLY REDUCES THE DRYING TIME AND REDUCES THE ABILITY FOR BACTERIA TO GROW. | THEY ARE MOLDED SEAMLESSLY ARE MANUFACTURED FROM NSF & FDA APPROVED PLASTIC RESINS. WE ONLY USE THE HIGHEST QUALITY MATERIALS AND NEVER SUBSTITUTE TO REDUCE COSTS. OUR NATURAL FOOD CONTAINERS CAN WITHSTAND TEMPERATURES BETWEEN -40 AND 180 DEGREES F | OFFER CONTACT CLARITY FOR EASY IDENTIFICATION OF THE PRODUCTS STORED INSIDE. AVAILABLE FOR EACH SIZE ARE NON BRITTLE, EASY TO USE, TIGHT FITTING LIDS. TRANSLUCENT POLYPROPYLENE CONTAINERS ARE DESIGNED FOR USE IN A WIDE RANGE OF TEMPERATURES FROM 0 D |  | 10 | 10 | 16 | 0.9259 | CF | CA | 12 | CA |  | 16.64 | 540 3 | US | 1 |  | 0 | STND | 30 | AF | IN | IN | IN | LN | WD | HT | P |  |  | O | O | O | O
GS-07F-238AA | CP-P0200600 | AFFINIS/SANISERV | 20 QT. LAB STORAGE CONTAINERS FOR SOLIDS | CP-P0200600 | 20 QUART ROUND LAB STORAGE CONTAINERS FOR SOLIDS CLEAR PP | ROUND SOLID STORAGE CONTAINERS ARE DURABLE, LIGHT WEIGHT, AND DO NOT CONTAIN BPA'S. THEY INCORPORATE STACKING LEDGES THAT PREVENT THEM FROM STICKING TOGETHER. THIS FEATURE GREATLY REDUCES THE DRYING TIME AND REDUCES THE ABILITY FOR BACTERIA TO GROW. | THEY ARE MOLDED SEAMLESSLY ARE MANUFACTURED FROM NSF & FDA APPROVED PLASTIC RESINS. WE ONLY USE THE HIGHEST QUALITY MATERIALS AND NEVER SUBSTITUTE TO REDUCE COSTS. OUR NATURAL FOOD CONTAINERS CAN WITHSTAND TEMPERATURES BETWEEN -40 AND 180 DEGREES F | OFFER CONTACT CLARITY FOR EASY IDENTIFICATION OF THE PRODUCTS STORED INSIDE. AVAILABLE FOR EACH SIZE ARE NON BRITTLE, EASY TO USE, TIGHT FITTING LIDS. TRANSLUCENT POLYPROPYLENE CONTAINERS ARE DESIGNED FOR USE IN A WIDE RANGE OF TEMPERATURES FROM 0 D |  | 10 | 10 | 16 | 0.9259 | CF | CA | 6 | CA |  | 16.9 | 540 3 | US | 1 |  | 0 | STND | 30 | AF | IN | IN | IN | LN | WD | HT | P |  |  | O | O | O | O
GS-07F-238AA | CP-P0240600 | AFFINIS/SANISERV | 24 QT. LAB STORAGE CONTAINERS FOR SOLIDS | CP-P0240600 | 24 QUART ROUND LAB STORAGE CONTAINERS FOR SOLIDS CLEAR PP | ROUND SOLID STORAGE CONTAINERS ARE DURABLE, LIGHT WEIGHT, AND DO NOT CONTAIN BPA'S. THEY INCORPORATE STACKING LEDGES THAT PREVENT THEM FROM STICKING TOGETHER. THIS FEATURE GREATLY REDUCES THE DRYING TIME AND REDUCES THE ABILITY FOR BACTERIA TO GROW. | THEY ARE MOLDED SEAMLESSLY ARE MANUFACTURED FROM NSF & FDA APPROVED PLASTIC RESINS. WE ONLY USE THE HIGHEST QUALITY MATERIALS AND NEVER SUBSTITUTE TO REDUCE COSTS. OUR NATURAL FOOD CONTAINERS CAN WITHSTAND TEMPERATURES BETWEEN -40 AND 180 DEGREES F | OFFER CONTACT CLARITY FOR EASY IDENTIFICATION OF THE PRODUCTS STORED INSIDE. AVAILABLE FOR EACH SIZE ARE NON BRITTLE, EASY TO USE, TIGHT FITTING LIDS. TRANSLUCENT POLYPROPYLENE CONTAINERS ARE DESIGNED FOR USE IN A WIDE RANGE OF TEMPERATURES FROM 0 D |  | 10 | 10 | 16 | 0.9259 | CF | CA | 6 | CA |  | 18.5 | 540 3 | MX | 1 |  | 0 | STND | 30 | AF | IN | IN | IN | LN | WD | HT | P |  |  | O | O | O | O
GS-07F-238AA | CP-P0320600 | AFFINIS/SANISERV | 32 QT. LAB STORAGE CONTAINERS FOR SOLIDS | CP-P0320600 | 32 QUART ROUND LAB STORAGE CONTAINERS FOR SOLIDS CLEAR PP | ROUND SOLID STORAGE CONTAINERS ARE DURABLE, LIGHT WEIGHT, AND DO NOT CONTAIN BPA'S. THEY INCORPORATE STACKING LEDGES THAT PREVENT THEM FROM STICKING TOGETHER. THIS FEATURE GREATLY REDUCES THE DRYING TIME AND REDUCES THE ABILITY FOR BACTERIA TO GROW. | THEY ARE MOLDED SEAMLESSLY ARE MANUFACTURED FROM NSF & FDA APPROVED PLASTIC RESINS. WE ONLY USE THE HIGHEST QUALITY MATERIALS AND NEVER SUBSTITUTE TO REDUCE COSTS. OUR NATURAL FOOD CONTAINERS CAN WITHSTAND TEMPERATURES BETWEEN -40 AND 180 DEGREES F | OFFER CONTACT CLARITY FOR EASY IDENTIFICATION OF THE PRODUCTS STORED INSIDE. AVAILABLE FOR EACH SIZE ARE NON BRITTLE, EASY TO USE, TIGHT FITTING LIDS. TRANSLUCENT POLYPROPYLENE CONTAINERS ARE DESIGNED FOR USE IN A WIDE RANGE OF TEMPERATURES FROM 0 D |  | 10 | 10 | 16 | 0.9259 | CF | CA | 6 | CA |  | 22.3 | 540 3 | MX | 1 |  | 0 | STND | 30 | AF | IN | IN | IN | LN | WD | HT | P |  |  | O | O | O | O
GS-07F-238AA | CP-P0400600 | AFFINIS/SANISERV | 40 QT. LAB STORAGE CONTAINERS FOR SOLIDS | CP-P0400600 | 40 QUART ROUND LAB STORAGE CONTAINERS FOR SOLIDS CLEAR PP | ROUND SOLID STORAGE CONTAINERS ARE DURABLE, LIGHT WEIGHT, AND DO NOT CONTAIN BPA'S. THEY INCORPORATE STACKING LEDGES THAT PREVENT THEM FROM STICKING TOGETHER. THIS FEATURE GREATLY REDUCES THE DRYING TIME AND REDUCES THE ABILITY FOR BACTERIA TO GROW. | THEY ARE MOLDED SEAMLESSLY ARE MANUFACTURED FROM NSF & FDA APPROVED PLASTIC RESINS. WE ONLY USE THE HIGHEST QUALITY MATERIALS AND NEVER SUBSTITUTE TO REDUCE COSTS. OUR NATURAL FOOD CONTAINERS CAN WITHSTAND TEMPERATURES BETWEEN -40 AND 180 DEGREES F | OFFER CONTACT CLARITY FOR EASY IDENTIFICATION OF THE PRODUCTS STORED INSIDE. AVAILABLE FOR EACH SIZE ARE NON BRITTLE, EASY TO USE, TIGHT FITTING LIDS. TRANSLUCENT POLYPROPYLENE CONTAINERS ARE DESIGNED FOR USE IN A WIDE RANGE OF TEMPERATURES FROM 0 D |  | 10 | 10 | 16 | 0.9259 | CF | CA | 6 | CA |  | 25.5 | 540 3 | MX | 1 |  | 0 | STND | 30 | AF | IN | IN | IN | LN | WD | HT | P |  |  | O | O | O | O
GS-07F-238AA | CP-P1601200 | AFFINIS/SANISERV | 16 QT. LAB STORAGE CONTAINERS FOR SOLIDS | CP-P1601200 | 16 QUART ROUND LAB STORAGE CONTAINERS FOR SOLIDS CLEAR PP | ROUND SOLID STORAGE CONTAINERS ARE DURABLE, LIGHT WEIGHT, AND DO NOT CONTAIN BPA'S. THEY INCORPORATE STACKING LEDGES THAT PREVENT THEM FROM STICKING TOGETHER. THIS FEATURE GREATLY REDUCES THE DRYING TIME AND REDUCES THE ABILITY FOR BACTERIA TO GROW. | THEY ARE MOLDED SEAMLESSLY ARE MANUFACTURED FROM NSF & FDA APPROVED PLASTIC RESINS. WE ONLY USE THE HIGHEST QUALITY MATERIALS AND NEVER SUBSTITUTE TO REDUCE COSTS. OUR NATURAL FOOD CONTAINERS CAN WITHSTAND TEMPERATURES BETWEEN -40 AND 180 DEGREES F | OFFER CONTACT CLARITY FOR EASY IDENTIFICATION OF THE PRODUCTS STORED INSIDE. AVAILABLE FOR EACH SIZE ARE NON BRITTLE, EASY TO USE, TIGHT FITTING LIDS. TRANSLUCENT POLYPROPYLENE CONTAINERS ARE DESIGNED FOR USE IN A WIDE RANGE OF TEMPERATURES FROM 0 D |  | 10 | 10 | 16 | 0.9259 | CF | CA | 12 | CA |  | 21 | 540 3 | MX | 1 |  | 0 | STND | 30 | AF | IN | IN | IN | LN | WD | HT | P |  |  | O | O | O | O
GS-07F-238AA | CP-P2001200 | AFFINIS/SANISERV | 2 QT. LAB STORAGE CONTAINERS FOR SOLIDS | CP-P2001200 | 2 QUART ROUND LAB STORAGE CONTAINERS FOR SOLIDS CLEAR PP | ROUND SOLID STORAGE CONTAINERS ARE DURABLE, LIGHT WEIGHT, AND DO NOT CONTAIN BPA'S. THEY INCORPORATE STACKING LEDGES THAT PREVENT THEM FROM STICKING TOGETHER. THIS FEATURE GREATLY REDUCES THE DRYING TIME AND REDUCES THE ABILITY FOR BACTERIA TO GROW. | THEY ARE MOLDED SEAMLESSLY ARE MANUFACTURED FROM NSF & FDA APPROVED PLASTIC RESINS. WE ONLY USE THE HIGHEST QUALITY MATERIALS AND NEVER SUBSTITUTE TO REDUCE COSTS. OUR NATURAL FOOD CONTAINERS CAN WITHSTAND TEMPERATURES BETWEEN -40 AND 180 DEGREES F | OFFER CONTACT CLARITY FOR EASY IDENTIFICATION OF THE PRODUCTS STORED INSIDE. AVAILABLE FOR EACH SIZE ARE NON BRITTLE, EASY TO USE, TIGHT FITTING LIDS. TRANSLUCENT POLYPROPYLENE CONTAINERS ARE DESIGNED FOR USE IN A WIDE RANGE OF TEMPERATURES FROM 0 D |  | 10 | 10 | 16 | 0.9259 | CF | CA | 12 | CA |  | 8.8 | 540 3 | MX | 1 |  | 0 | STND | 30 | AF | IN | IN | IN | LN | WD | HT | P |  |  | O | O | O | O
GS-07F-238AA | CP-P4001200 | AFFINIS/SANISERV | 4 QT. LAB STORAGE CONTAINERS FOR SOLIDS | CP-P4001200 | 4 QUART ROUND LAB STORAGE CONTAINERS FOR SOLIDS CLEAR PP | ROUND SOLID STORAGE CONTAINERS ARE DURABLE, LIGHT WEIGHT, AND DO NOT CONTAIN BPA'S. THEY INCORPORATE STACKING LEDGES THAT PREVENT THEM FROM STICKING TOGETHER. THIS FEATURE GREATLY REDUCES THE DRYING TIME AND REDUCES THE ABILITY FOR BACTERIA TO GROW. | THEY ARE MOLDED SEAMLESSLY ARE MANUFACTURED FROM NSF & FDA APPROVED PLASTIC RESINS. WE ONLY USE THE HIGHEST QUALITY MATERIALS AND NEVER SUBSTITUTE TO REDUCE COSTS. OUR NATURAL FOOD CONTAINERS CAN WITHSTAND TEMPERATURES BETWEEN -40 AND 180 DEGREES F | OFFER CONTACT CLARITY FOR EASY IDENTIFICATION OF THE PRODUCTS STORED INSIDE. AVAILABLE FOR EACH SIZE ARE NON BRITTLE, EASY TO USE, TIGHT FITTING LIDS. TRANSLUCENT POLYPROPYLENE CONTAINERS ARE DESIGNED FOR USE IN A WIDE RANGE OF TEMPERATURES FROM 0 D |  | 10 | 10 | 16 | 0.9259 | CF | CA | 12 | CA |  | 10.8 | 540 3 | MX | 1 |  | 0 | STND | 30 | AF | IN | IN | IN | LN | WD | HT | P |  |  | O | O | O | O
GS-07F-238AA | CP-P6001200 | AFFINIS/SANISERV | 6 QT. LAB STORAGE CONTAINERS FOR SOLIDS | CP-P6001200 | 6 QUART ROUND LAB STORAGE CONTAINERS FOR SOLIDS CLEAR PP | ROUND SOLID STORAGE CONTAINERS ARE DURABLE, LIGHT WEIGHT, AND DO NOT CONTAIN BPA'S. THEY INCORPORATE STACKING LEDGES THAT PREVENT THEM FROM STICKING TOGETHER. THIS FEATURE GREATLY REDUCES THE DRYING TIME AND REDUCES THE ABILITY FOR BACTERIA TO GROW. | THEY ARE MOLDED SEAMLESSLY ARE MANUFACTURED FROM NSF & FDA APPROVED PLASTIC RESINS. WE ONLY USE THE HIGHEST QUALITY MATERIALS AND NEVER SUBSTITUTE TO REDUCE COSTS. OUR NATURAL FOOD CONTAINERS CAN WITHSTAND TEMPERATURES BETWEEN -40 AND 180 DEGREES F | OFFER CONTACT CLARITY FOR EASY IDENTIFICATION OF THE PRODUCTS STORED INSIDE. AVAILABLE FOR EACH SIZE ARE NON BRITTLE, EASY TO USE, TIGHT FITTING LIDS. TRANSLUCENT POLYPROPYLENE CONTAINERS ARE DESIGNED FOR USE IN A WIDE RANGE OF TEMPERATURES FROM 0 D |  | 10 | 10 | 16 | 0.9259 | CF | CA | 12 | CA |  | 14.1 | 540 3 | MX | 1 |  | 0 | STND | 30 | AF | IN | IN | IN | LN | WD | HT | P |  |  | O | O | O | O
GS-07F-238AA | CP-P8001200 | AFFINIS/SANISERV | 8 QT. LAB STORAGE CONTAINERS FOR SOLIDS | CP-P8001200 | 8 QUART ROUND LAB STORAGE CONTAINERS FOR SOLIDS CLEAR PP | ROUND SOLID STORAGE CONTAINERS ARE DURABLE, LIGHT WEIGHT, AND DO NOT CONTAIN BPA'S. THEY INCORPORATE STACKING LEDGES THAT PREVENT THEM FROM STICKING TOGETHER. THIS FEATURE GREATLY REDUCES THE DRYING TIME AND REDUCES THE ABILITY FOR BACTERIA TO GROW. | THEY ARE MOLDED SEAMLESSLY ARE MANUFACTURED FROM NSF & FDA APPROVED PLASTIC RESINS. WE ONLY USE THE HIGHEST QUALITY MATERIALS AND NEVER SUBSTITUTE TO REDUCE COSTS. OUR NATURAL FOOD CONTAINERS CAN WITHSTAND TEMPERATURES BETWEEN -40 AND 180 DEGREES F | OFFER CONTACT CLARITY FOR EASY IDENTIFICATION OF THE PRODUCTS STORED INSIDE. AVAILABLE FOR EACH SIZE ARE NON BRITTLE, EASY TO USE, TIGHT FITTING LIDS. TRANSLUCENT POLYPROPYLENE CONTAINERS ARE DESIGNED FOR USE IN A WIDE RANGE OF TEMPERATURES FROM 0 D |  | 10 | 10 | 16 | 0.9259 | CF | CA | 12 | CA |  | 15.64 | 540 3 | MX | 1 |  | 0 | STND | 30 | AF | IN | IN | IN | LN | WD | HT | P |  |  | O | O | O | O
GS-07F-238AA | DN-K17-3001 | DENIOS | 1 DRUM DISPENSING PALLET | DN-K17-3001 | 1 DRUM DISPENSING PALLET | 1 DRUM DISPENSING PALLET. DRUMS ARE SECURELY HELD ON RACKS BY GALVANIZED POSITIONERS. SUMP AND FRAME CONSTRUCTED OF HEAVY GAUGE, PAINTED STEEL. SUMPS ARE 100% INSPECTED WITH A LOW VISCOUS TEST TO ENSURE THEY ARE LEAK PROOF. | SPILL CONTAINMENT SUMP VOLUMES ARE COMPLIANT WITH EPA AND UFC REQUIREMENTS. |  |  | 10 | 10 | 16 | 0.9259 | CF | EA |  |  |  | 210 | 540 3 | MX | 1 |  | 0 | STND | 30 | AF | IN | IN | IN | LN | WD | HT | P |  |  | O | O | O | O
GS-07F-238AA | DN-K17-3002 | DENIOS | 2 DRUM DISPENSING PALLET | DN-K17-3002 | 2 DRUM DISPENSING PALLET | 2 DRUM DISPENSING PALLET. DRUMS ARE SECURELY HELD ON RACKS BY GALVANIZED POSITIONERS. SUMP AND FRAME CONSTRUCTED OF HEAVY GAUGE, PAINTED STEEL. SUMPS ARE 100% INSPECTED WITH A LOW VISCOUS TEST TO ENSURE THEY ARE LEAK PROOF. | SPILL CONTAINMENT SUMP VOLUMES ARE COMPLIANT WITH EPA AND UFC REQUIREMENTS. |  |  | 10 | 10 | 16 | 0.9259 | CF | EA |  |  |  | 235 | 540 3 | MX | 1 |  | 0 | STND | 30 | AF | IN | IN | IN | LN | WD | HT | P |  |  | O | O | O | O
GS-07F-238AA | DN-K17-3003 | DENIOS | 4 DRUM DISPENSING PALLET | DN-K17-3003 | 4 DRUM DISPENSING PALLET | 4 DRUM DISPENSING PALLET. DRUMS ARE SECURELY HELD ON RACKS BY GALVANIZED POSITIONERS. SUMP AND FRAME CONSTRUCTED OF HEAVY GAUGE, PAINTED STEEL. SUMPS ARE 100% INSPECTED WITH A LOW VISCOUS TEST TO ENSURE THEY ARE LEAK PROOF. | SPILL CONTAINMENT SUMP VOLUMES ARE COMPLIANT WITH EPA AND UFC REQUIREMENTS. |  |  | 10 | 10 | 16 | 0.9259 | CF | EA |  |  |  | 310 | 540 3 | MX | 1 |  | 0 | STND | 30 | AF | IN | IN | IN | LN | WD | HT | P |  |  | O | O | O | O
GS-07F-238AA | DN-K17-3102 | DENIOS | DRUM CONTAINMENT SPILL PALLET 2 DRUM PA | DN-K17-3102 | 2 DRUM CONTAINMENT SPILL PALLET PAINTED STEEL W/ GRATING | 2 DRUM STEEL SPILL CONTAINMENT PALLET, PAINTED BLUE STEEL WITH GRATING HEAVY GAUGE STEEL PROVIDES THE DURABILITY AND SECURITY DEMANDED IN INDUSTRIAL APPLICATIONS. SECURE STORAGE - SUMPS ARE 100% TESTED AND 100% GUARANTEED LEAK-FREE COMPLIANT STORAGE | SUMP VOLUMES ARE 66-GALLON , MEETING OR EXCEEDING EPA, OSHA, NFPA AND OTHER REGULATIONS HIGH VALUE STORAGE DURABILITY OF STEEL PROVIDES EXTENDED LIFE COMPARED WITH POLY CONSTRUCTION | CAPACITY 1200 LBS |  | 10 | 10 | 16 | 0.9259 | CF | EA |  |  |  | 205 | 540 3 | MX | 1 |  | 0 | STND | 30 | AF | IN | IN | IN | LN | WD | HT | P |  |  | O | O | O | O
GS-07F-238AA | DN-K17-3103 | DENIOS | DRUM CONTAINMENT SPILL PALLET 4 DRUM PA | DN-K17-3103 | 4 DRUM CONTAINMENT SPILL PALLET PAINTED STEEL W/ GRATING | 4 DRUM STEEL SPILL CONTAINMENT PALLET, PAINTED BLUE STEEL WITH GRATING HEAVY GAUGE STEEL PROVIDES THE DURABILITY AND SECURITY DEMANDED IN INDUSTRIAL APPLICATIONS. SECURE STORAGE - SUMPS ARE 100% TESTED AND 100% GUARANTEED LEAK-FREE COMPLIANT STORAGE | SUMP VOLUMES ARE 66-GALLON , MEETING OR EXCEEDING EPA, OSHA, NFPA AND OTHER REGULATIONS HIGH VALUE STORAGE DURABILITY OF STEEL PROVIDES EXTENDED LIFE COMPARED WITH POLY CONSTRUCTION | CAPACITY 2400 LBS |  | 10 | 10 | 16 | 0.9259 | CF | EA |  |  |  | 270 | 540 3 | MX | 1 |  | 0 | STND | 30 | AF | IN | IN | IN | LN | WD | HT | P |  |  | O | O | O | O
GS-07F-238AA | DN-K17-3104 | DENIOS | 4 DRUM INLINE PAINTED STEEL SPILL CONTAI | DN-K17-3104 | 4 DRUM INLINE PAINTED STEEL SPILL CONTAINMENT PALLET W/GRATING | 4 DRUM INLINE STEEL SPILL CONTAINMENT PALLET, PAINTED BLUE STEEL WITH GRATING HEAVY GAUGE STEEL PROVIDES THE DURABILITY AND SECURITY DEMANDED IN INDUSTRIAL APPLICATIONS. SECURE STORAGE - SUMPS ARE 100% TESTED AND 100% GUARANTEED LEAK-FREE COMPLIANT S | SUMP VOLUMES ARE 66-GALLON , MEETING OR EXCEEDING EPA, OSHA, NFPA AND OTHER REGULATIONS HIGH VALUE STORAGE DURABILITY OF STEEL PROVIDES EXTENDED LIFE COMPARED WITH POLY CONSTRUCTION | CAPACITY 2400 LBS |  | 10 | 10 | 16 | 0.9259 | CF | EA |  |  |  | 380 | 540 3 | MX | 1 |  | 0 | STND | 30 | AF | IN | IN | IN | LN | WD | HT | P |  |  | O | O | O | O
GS-07F-238AA | DN-K17-3105 | DENIOS | 8 DRUM PAINTED STEEL SPILL CONTAINMENT P | DN-K17-3105 | 8 DRUM PAINTED STEEL SPILL PALLET W/GRATING | 8 DRUM INLINE STEEL SPILL CONTAINMENT PALLET, PAINTED BLUE STEEL WITH GRATING HEAVY GAUGE STEEL PROVIDES THE DURABILITY AND SECURITY DEMANDED IN INDUSTRIAL APPLICATIONS. SECURE STORAGE - SUMPS ARE 100% TESTED AND 100% GUARANTEED LEAK-FREE COMPLIANT S | SUMP VOLUMES ARE 66-GALLON , MEETING OR EXCEEDING EPA, OSHA, NFPA AND OTHER REGULATIONS HIGH VALUE STORAGE DURABILITY OF STEEL PROVIDES EXTENDED LIFE COMPARED WITH POLY CONSTRUCTION | CAPACITY 4800 LBS |  | 10 | 10 | 16 | 0.9259 | CF | EA |  |  |  | 525 | 540 3 | MX | 1 |  | 0 | STND | 30 | AF | IN | IN | IN | LN | WD | HT | P |  |  | O | O | O | O
GS-07F-238AA | DN-K17-3107 | DENIOS | 2 DRUM STEEL PAINTED STEEL SPILL CART W/ | DN-K17-3107 | 2 DRUM STEEL PAINTED STEEL SPILL CART W/GRATING | 2 DRUM STEEL PAINTED STEEL SPILL CART W/GRATING. ONE AND TWO DRUM SPILL CONTAINMENT CARTS ARE EQUIPPED WITH CASTERS (TWO LOCKING, SWIVEL AND TWO FIXED) AND A HANDLE FOR EASY MANUAL TRANSPORTATION OF MATERIALS. A NYLON TRANSPORT BELT IS INCLUDED TO SE | SUMP OF HEAVY GAUGE STEEL FOR EXTENDED LIFE. 66-Gallon Sump VOLUME MEETS EPA & UFC REQUIREMENTS. SUMP WELDS ARE 100% INSPECTED WITH A LOW-VISCOUS TEST TO INSURE LEAK TIGHTNESS. REMOVABLE GRATING FOR EASY CLEAN UP. COATED WITH A DURABLE | CORROSION RESISTANT FINISH. CASTERS MAY BE USED WITH MOST PALLETS. |  | 10 | 10 | 16 | 0.9259 | CF | EA |  |  |  | 340 | 540 3 | MX | 1 |  | 0 | STND | 30 | AF | IN | IN | IN | LN | WD | HT | P |  |  | O | O | O | O
GS-07F-238AA | DN-K17-3122 | DENIOS | IBC CONTAINMENT DISPENSING PLATFORM SIN | DN-K17-3122 | IBC CONTAINMENT DISPENSING PLATFORM SINGLE SPILL PALLET | SINGLE IBC SPILL CONTAINMENT PALLET, PAINTED BLUE STEEL. SAFELY STORE HAZARDOUS CHEMICALS IN INTERMEDIATE BULK CONTAINERS (IBC'S OR TOTES) OVER A COMPLIANT SPILL SUMP. ONE AND TWO TOTE DESIGNS OFFER YOU THE FLEXIBILITY TO CHOOSE THE RIGHT SUMP FOR YO | SUMP OF HEAVY GAUGE STEEL FOR EXTENDED LIFE. 66-Gallon Sump VOLUME MEETS EPA & UFC REQUIREMENTS. SUMP WELDS ARE 100% INSPECTED WITH A LOW-VISCOUS TEST TO INSURE LEAK TIGHTNESS. REMOVABLE GRATING FOR EASY CLEAN UP. COATED WITH A DURABLE | CAPACITY 5000 LBS |  | 10 | 10 | 16 | 0.9259 | CF | EA |  |  |  | 535 | 540 3 | MX | 1 |  | 0 | STND | 30 | AF | IN | IN | IN | LN | WD | HT | P |  |  | O | O | O | O
GS-07F-238AA | DN-K17-3123 | DENIOS | IBC CONTAINMENT SUMP 2 TOTE IBC SPILL C | DN-K17-3123 | IBC CONTAINMENT SUMP 2 TOTE IBC SPILL CONTAINMENT PALLET PAINTED STEEL | DOUBLE IBC SPILL CONTAINMENT PALLET, PAINTED BLUE STEEL. SAFELY STORE HAZARDOUS CHEMICALS IN INTERMEDIATE BULK CONTAINERS (IBC'S OR TOTES) OVER A COMPLIANT SPILL SUMP. ONE AND TWO TOTE DESIGNS OFFER YOU THE FLEXIBILITY TO CHOOSE THE RIGHT SUMP | THE EXCLUSIVE DOUBLE-IBC DESIGN PROVIDES COMPLIANT SPILL CONTAINMENT FOR 2 IBC'S AND A LOWER PROFILE TO EASE ACCESS TO BOTH THE IBC AND THE SUMP. SUMP OF HEAVY GAUGE STEEL PROVIDES DURABILITY AND SECURITY | 385-Gallon Sump VOLUME EXCEEDS EPA UFC REQUIREMENTS SUMP WELDS ARE 100% INSPECTED WITH LOW-VISCOUS TEST TO ENSURE LEAK TIGHTNESS EASILY REMOVABLE, GALVANIZED GRATING COATED WITH A DURABLE, CHEMICAL RESISTANT FINISH IBC PALLETS SINGLE TOTE |  | 10 | 10 | 16 | 0.9259 | CF | EA |  |  |  | 650 | 540 3 | MX | 1 |  | 0 | STND | 30 | AF | IN | IN | IN | LN | WD | HT | P |  |  | O | O | O | O
GS-07F-238AA | DN-K17-3202 | DENIOS | 2 DRUM PAINTED STEEL STACKABLE TRANSPORT | DN-K17-3202 | 2 DRUM PAINTED STEEL STACKABLE TRANSPORT PALLET W/SIDE RAILS PAINTED STEEL | 2 DRUM PAINTED STEEL STACKABLE TRANSPORT PALLET W/SIDE RAILS, PAINTED STEEL. SAFELY AND SECURELY MOVE YOUR CHEMICALS WITH OUR TRANSPORT PALLETS. STACKABLE AND TRANSPORT PALLETS WITH SIDE RAILS | SAFE, EFFICIENT TRANSPORT AND STACKING. 66-Gallon Sump VOLUMES MEET EPA AND UFC REQUIREMENT. SOLIDLY WELDED, ALL STEEL CONSTRUCTION FOR EXTENDED LIFE. SUMP WELDS ARE 100% TESTED AND CERTIFIED LEAK-FREE. FINISHED WITH A DURABLE, HARD-SHELL | FOUR-WAY FORKLIFT ACCESS. |  | 10 | 10 | 16 | 0.9259 | CF | EA |  |  |  | 295 | 540 3 | MX | 1 |  | 0 | STND | 30 | AF | IN | IN | IN | LN | WD | HT | P |  |  | O | O | O | O
GS-07F-238AA | DN-K17-3203 | DENIOS | 4 DRUM PAINTED STEEL STACKABLE TRANSPORT | DN-K17-3203 | 4 DRUM PAINTED STEEL STACKABLE TRANSPORT PALLET W/SIDE RAILS PAINTED STEEL | 4 DRUM PAINTED STEEL STACKABLE TRANSPORT PALLET W/SIDE RAILS, PAINTED STEEL. SAFELY AND SECURELY MOVE YOUR CHEMICALS WITH OUR TRANSPORT PALLETS. STACKABLE AND TRANSPORT PALLETS WITH SIDE RAILS | SAFE, EFFICIENT TRANSPORT AND STACKING. 66-Gallon Sump VOLUMES MEET EPA AND UFC REQUIREMENT. SOLIDLY WELDED, ALL STEEL CONSTRUCTION FOR EXTENDED LIFE. SUMP WELDS ARE 100% TESTED AND CERTIFIED LEAK-FREE. FINISHED WITH A DURABLE, HARD-SHELL | FOUR-WAY FORKLIFT ACCESS. |  | 10 | 10 | 16 | 0.9259 | CF | EA |  |  |  | 365 | 540 3 | MX | 1 |  | 0 | STND | 30 | AF | IN | IN | IN | LN | WD | HT | P |  |  | O | O | O | O
GS-07F-238AA | DN-K17-3212 | DENIOS | 1 DRUM STEEL TRANSPORT SUMP W/CASTERS | DN-K17-3212 | 1 DRUM STEEL TRANSPORT SUMP W/CASTERS | 1 DRUM STEEL TRANSPORT SUMP W/CASTERS. ALL-STEEL, WELDED CONSTRUCTION HOLDS UP IN THE HARSHEST CONDITIONS. OPTIONAL HEAVY-DUTY CASTERS INCLUDE TWO WITH BRAKES, ENHANCING SAFETY AND STABILITY. TWO SIDE. POCKET ARMS. ALLOW FOR FORKLIFT TRANSPORT | HANDY STORAGE FOR DRUM TOOLS, PUMPS, OR SORBENTS. |  |  | 10 | 10 | 16 | 0.9259 | CF | EA |  |  |  | 143 | 540 3 | MX | 1 |  | 0 | STND | 30 | AF | IN | IN | IN | LN | WD | HT | P |  |  | O | O | O | O
GS-07F-238AA | DN-K17-3583 | DENIOS | 1 IBC TOTE LOCKER NON-COMBUSTIBLE | DN-K17-3583 | 1 IBC CONTAINMENT LOCKER NON-COMBUSTIBLE | 99"LX70"WX100"H NON-COMBUSTIBLE OUTDOOR STORAGE LOCKERS FOR IBC TOTES FEATURE 11-GAUGE WELDED STEEL CONSTRUCTION, SPILL COMPLIANT SUMP, AND LOCKABLE HINGED DOOR. ALL MODELS ARE EPA AND UFC REQUIREMENTS. | SUMPS ARE SIZED TO PROVIDE COMPLIANT SPILL VOLUMES FOR 350-GALLON TOTES. NEW DESIGN PROVIDES SAFE, SECURE, SPILL CONTAINED, EXTERIOR STORAGE AND DISPENSING DESIGNED FOR TWO, 350 GALLON IBC TOTES GALVANIZED TOTE STANDS SECURE AND POSITION TOTES | EASY LOADING/UNLOADING VIA FORK TRUCK NEW PLATFORM DESIGN ALLOWS IMMEDIATE ACCESS TO SUMP FOR CLEANUP OF DRIPS AND SPILLS |  | 10 | 10 | 16 | 0.9259 | CF | EA |  |  |  | 2300 | 540 3 | MX | 1 |  | 0 | STND | 30 | AF | IN | IN | IN | LN | WD | HT | P |  |  | O | O | O | O
GS-07F-238AA | DN-K17-3585 | DENIOS | 2 IBC TOTE LOCKER NON-COMBUSTIBLE | DN-K17-3585 | 2 IBC CONTAINMENT LOCKER NON-COMBUSTIBLE | 153"LX70"WX88"H NON-COMBUSTIBLE OUTDOOR STORAGE LOCKERS FOR IBC TOTES FEATURE 11-GAUGE WELDED STEEL CONSTRUCTION, SPILL COMPLIANT SUMP, LOCKABLE HINGED DOOR. ALL MODELS ARE EPA AND UFC REQUIREMENTS. LOCKERS ARE AVAILABLE FOR STORING 1 OR 2 IBC | TOTES. SUMPS ARE SIZED TO PROVIDE COMPLIANT SPILL VOLUMES FOR 350-GALLON TOTES. NEW DESIGN PROVIDES SAFE, SECURE, SPILL CONTAINED, EXTERIOR STORAGE AND DISPENSING DESIGNED FOR TWO, 350 GALLON IBC TOTES GALVANIZED TOTE STANDS SECURE | EASY LOADING/UNLOADING VIA FORK TRUCK NEW PLATFORM DESIGN ALLOWS IMMEDIATE ACCESS TO SUMP FOR CLEANUP OF DRIPS AND SPILLS |  | 10 | 10 | 16 | 0.9259 | CF | EA |  |  |  | 3100 | 540 3 | MX | 1 |  | 0 | STND | 30 | AF | IN | IN | IN | LN | WD | HT | P |  |  | O | O | O | O
GS-07F-238AA | DN-K17-3852 | DENIOS | OUTDOOR STORAGE CABINET 2 DRUM HAZMAT | DN-K17-3852 | HAZMAT STORAGE BUILDING 2 DRUM XT NON COMBUSTIBLE | 2 DRUM XT. NEW DESIGN PROVIDES ADDITIONAL INTERIOR HEIGHT, ALLOWING FOR VERTICAL DRUM PUMPING OPERATIONS. PROVIDES SECURED, WEATHERPROOF EXTERIOR STORAGE. 16 GAUGE WELDED STEEL CONSTRUCTION PROVIDES STRENGTH AND DURABILITY. 66 Gallon Sump MEETS EPA | MEETS UFC REQUIREMENTS. FOUR WAY FORKLIFT ACCESS MAKES RELOCATION EASY. LOCKABLE HINGED DOOR PROVIDES ADDED SECURITY AND OPENS WIDE FOR EASY ACCESS TO DRUMS/CONTAINERS. ALL OF OUR PREFABRICATED OUTDOOR STORAGE UNITS ARE CUSTOM BUILT TO ORDER. |  |  | 10 | 10 | 16 | 0.9259 | CF | EA |  |  |  | 2800 | 540 3 | MX | 1 |  | 0 | STND | 30 | AF | IN | IN | IN | LN | WD | HT | P |  |  | O | O | O | O
GS-07F-238AA | DN-K17-3854 | DENIOS | OUTDOOR STORAGE CABINET 4 DRUM HAZMAT | DN-K17-3854 | HAZMAT STORAGE BUILDING 4 DRUM XT NON COMBUSTIBLE | 4 DRUM XT. NEW DESIGN PROVIDES ADDITIONAL INTERIOR HEIGHT, ALLOWING FOR VERTICAL DRUM PUMPING OPERATIONS. PROVIDES SECURED, WEATHERPROOF EXTERIOR STORAGE. 16 GAUGE WELDED STEEL CONSTRUCTION PROVIDES STRENGTH AND DURABILITY. 66 Gallon Sump MEETS EPA | MEETS UFC REQUIREMENTS. FOUR WAY FORKLIFT ACCESS MAKES RELOCATION EASY. LOCKABLE HINGED DOOR PROVIDES ADDED SECURITY AND OPENS WIDE FOR EASY ACCESS TO DRUMS/CONTAINERS. ALL OF OUR PREFABRICATED OUTDOOR STORAGE UNITS ARE CUSTOM BUILT TO ORDER. |  |  | 10 | 10 | 16 | 0.9259 | CF | EA |  |  |  | 3900 | 540 3 | MX | 1 |  | 0 | STND | 30 | AF | IN | IN | IN | LN | WD | HT | P |  |  | O | O | O | O
GS-07F-238AA | DN-K17-3860 | DENIOS | SHELF KIT FOR 2 & 4 DRUM LOCKERS | DN-K17-3860 | SHELF PACKAGE FOR 2 & 4 DRUM UNITS COMPLETE KIT | SHELF PACKAGE FOR 2 & 4 DRUM UNITS |  |  |  | 10 | 10 | 16 | 0.9259 | CF | EA |  |  |  | 80 | 540 3 | MX | 1 |  | 0 | STND | 30 | AF | IN | IN | IN | LN | WD | HT | P |  |  | O | O | O | O
GS-07F-238AA | DN-K17-8002 | DENIOS | IBC DISPENSING PLATFORM, STAND AND | DN-K17-8002 | IBC DISPENSING PLATFORM, STAND AND SPLASH GUARD | SINGLE IBC SPILL CONTAINMENT PALLET AND DISPENSING PLATFORM, PAINTED BLUE STEEL, WITH SPLASH GUARD, DISPENSING STAND AND PLATFORM. SAFELY DISPENSE FROM IBC TOTES ON A PLATFORM OVER A 385-GALLONS PILL CONTAINMENT SUMP. 385-GALLON SUMP | MEETS NFPA UFC REQUIREMENTS SPLASHGUARD - PROTECT WORKERS AND SURROUNDING AREAS FROM DANGEROUS CHEMICALS! DISPENSING STAND - IBC TOTES ARE ELEVATED AND SLOPED FORWARD 3 TO DISPENSE EFFICIENTLY. 73"DEEP PLATFORM | DISPENSING LEDGE TO CATCH ANY LEAKS OR DRIPS. THE EXTRA DEPTH PROVIDED BY THE DISPENSING PLATFORM ALLOWS CLEARANCE IN THE FRONT OF THE IBC FOR ATTACHMENT OF DISPENSING VALVES AND HOSES |  | 10 | 10 | 16 | 0.9259 | CF | EA |  |  |  | 694 | 540 3 | MX | 1 |  | 0 | STND | 30 | AF | IN | IN | IN | LN | WD | HT | P |  |  | O | O | O | O
GS-07F-238AA | DN-K17-8003 | DENIOS | IBC DISPENSING PLATFORM, STAND FOR S | DN-K17-8003 | IBC DISPENSING PLATFORM, STAND FOR SINGLE IBC CONTAINMENT PALLET | SINGLE IBC SPILL CONTAINMENT PALLET AND DISPENSING PLATFORM, PAINTED BLUE STEEL, WITH DISPENSING STAND AND PLATFORM. SAFELY DISPENSE FROM IBC TOTES ON A PLATFORM OVER A 385-GALLONS PILL CONTAINMENT SUMP. 385-Gallon Sump VOLUMES EXCEED EPA UFC REQS | SPLASHGUARD PROTECTS WORKERS AND SURROUNDING AREAS FROM DANGEROUS CHEMICALS! DISPENSING STAND - IBC TOTES ARE ELEVATED AND SLOPED FORWARD 3 TO DISPENSE EFFICIENTLY. 73" DEEP PLATFORM | DISPENSING LEDGE TO CATCH ANY LEAKS OR DRIPS. THE EXTRA DEPTH PROVIDED BY THE DISPENSING PLATFORM ALLOWS CLEARANCE IN THE FRONT OF THE IBC FOR ATTACHMENT OF DISPENSING VALVES AND HOSES IBC PALLETS SINGLE TOTE DIMEN |  | 10 | 10 | 16 | 0.9259 | CF | EA |  |  |  | 832 | 540 3 | MX | 1 |  | 0 | STND | 30 | AF | IN | IN | IN | LN | WD | HT | P |  |  | O | O | O | O
GS-07F-238AA | DN-K17-8005 | DENIOS | 2-TOTE IBC CONTAINMENT PLATFORM DBL SG | DN-K17-8005 | 2-TOTE IBC CONTAINMENT PLATFORM, 2 DISPENSING STANDS AND SPLASH GUARD | DOUBLE IBC SPILL CONTAINMENT PALLET AND DISPENSING PLATFORM, PAINTED BLUE STEEL. THIS IBC DISPENSING SYSTEM ALLOWS FOR THE SAFE FILLING OF CONTAINERS FROM THE FRONT OF THE UNIT. CONTAINERS BEING FILLED CAN REST SECURELY ON THE GRATING | COMPLIANT SPILL CONTAINMENT SUMP. SYSTEM INCLUDES A DOUBLE IBC TOTE PLATFORM, 2 STANDS AND SPLASH GUARD. THE EXTRA DEPTH PROVIDED BY THE DISPENSING PLATFORM ALLOWS CLEARANCE IN THE FRONT OF THE IBC FOR ATTACHMENT OF VALVES AND HOSES. | STANDS ARE SLOPED 3 FOR EFFICIENT DISPENSING. SPLASHGUARDS HELP CONTAIN SPILLS AND SPLASHES WHILE KEEPING OUTSIDE OBJECTS FROM ENTERING THE SUMP. SUMP VOLUMES MEET OR EXCEED EPA UFC REQUIREMENTS SPLASHGUARD PROTECTS WORKERS |  | 10 | 10 | 16 | 0.9259 | CF | EA |  |  |  | 1493 | 540 3 | MX | 1 |  | 0 | STND | 30 | AF | IN | IN | IN | LN | WD | HT | P |  |  | O | O | O | O
GS-07F-238AA | DN-K17-8015 | DENIOS | 2 IBC TOTE SPIL PALLET 2 DISP SHELF | DN-K17-8015 | 2-TOTE IBC CONTAINMENT PLATFORM, 2 DISPENSING STANDS PAINTED STEEL | DOUBLE IBC SPILL CONTAINMENT PALLET AND DISPENSING PLATFORM, PAINTED BLUE STEEL. THIS IBC DISPENSING SYSTEM ALLOWS FOR THE SAFE FILLING OF CONTAINERS FROM THE FRONT OF THE UNIT. CONTAINERS BEING FILLED CAN REST SECURELY ON THE GRATING | COMPLIANT SPILL CONTAINMENT SUMP. SYSTEM INCLUDES A DOUBLE IBC TOTE PLATFORM, 2 STANDS. THE EXTRA DEPTH PROVIDED BY THE DISPENSING PLATFORM ALLOWS CLEARANCE IN THE FRONT OF THE IBC FOR ATTACHMENT OF VALVES AND HOSES. | STANDS ARE SLOPED 3 FOR EFFICIENT DISPENSING. SPLASHGUARDS HELP CONTAIN SPILLS AND SPLASHES WHILE KEEPING OUTSIDE OBJECTS FROM ENTERING THE SUMP. SUMP VOLUMES MEET OR EXCEED EPA UFC REQUIREMENTS |  | 10 | 10 | 16 | 0.9259 | CF | EA |  |  |  | 1302 | 540 3 | MX | 1 |  | 0 | STND | 30 | AF | IN | IN | IN | LN | WD | HT | P |  |  | O | O | O | O
GS-07F-238AA | DN-K22-0452 | DENIOS | 2 IBC CONTAINMENT POLY PALLET, FIBER | DN-K22-0452 | 2 IBC CONTAINMENT POLY PALLET, FIBERGLASS GRATING | 2 IBC CONTAINMENT POLY PALLET WITH FIBERGLASS GRATING. LOAD CAPACITY FOR 10000 LBS. COMPLIANT SPILL CONTAINMENT VOLUME FOR 2X350-GAL. USEFUL FOR OTHER TYPES OF CONTAINERS, SUCH AS DRUMS OR CARBOYS. RUGGED DESIGN AND POLY CONSTRUCTION. | WITHSTANDS EXPOSURE TO MANY ACIDS AND CAUSTICS. |  |  | 10 | 10 | 16 | 0.9259 | CF | EA |  |  |  | 359 | 540 3 | MX | 1 |  | 0 | STND | 30 | AF | IN | IN | IN | LN | WD | HT | P |  |  | O | O | O | O
GS-07F-238AA | DN-L62-3187 | DENIOS | GAS BOTTLE CYLINDER STORAGE COMBO CAGE | DN-L62-3187 | GAS BOTTLE & CYLINDER STORAGE CAGE - COMBINATION HORIZ AND VERTICAL | GAS BOTTLE & CYLINDER STORAGE CAGE - COMBINATION HORIZ AND VERTICAL. SECURE PROPANE AND OTHER GAS BOTTLES IN PAD-LOCKABLE CAGES. LIMIT ACCESS TO AUTHORIZED PERSONNEL. | SOLID WELDED ANGLE FRAME CONSTRUCTION PROVIDES YEARS OF SERVICE. EASILY RELOCATED. SHIPPED FULLY ASSEMBLED. OPEN STEEL MESH FROM STURDY EXPANDED METAL CONSTRUCTION PREVENTS GASES FROM ACCUMULATING. | MEETS NFPA CODES AND OSHA REGULATIONS |  | 10 | 10 | 16 | 0.9259 | CF | EA |  |  |  | 500 | 540 3 | MX | 1 |  | 0 | STND | 30 | AF | IN | IN | IN | LN | WD | HT | P |  |  | O | O | O | O
GS-07F-238AA | DN-L65-0600 | DENIOS | GAS CYLINDER STORAGE CABINET 2 HR FIRE | DN-L65-0600 | GAS CYLINDER STORAGE LOCKER 2 HR FIRE RATED 24 CYLINDERS | GAS CYLINDER STORAGE CABINET - 2 HR FIRE RATED, 24 CYLINDERS. ADD EXTRA SAFETY TO YOUR CYLINDER STORAGE AREA WITH THE SECURITY OF FIRE RATED WALLS PROVIDING COMPLIANT SEPARATION FOR FLAMMABLE COMPRESSED GASES. SEGREGATE FLAMMABLE GAS CYLINDERS | FOR COMBUSTIBLE MATERIALS. CHOOSE FROM SINGLE OR DOUBLE COMPARTMENT MODELS. UL LISTED 2-HOUR RATED WALL CONSTRUCTION FOR THE SIDES AND REAR WALLS. OPEN MESH ACCESS DOOR PROVIDES AMPLE NATURAL VENTILATION AND EASY ACCESS TO STORED CYLINDERS. | COMPLIANT SEPARATION BETWEEN FLAMMABLE AND OXIDIZING GASES. PAD-LOCKABLE DOOR FOR ADDED SECURITY. |  | 10 | 10 | 16 | 0.9259 | CF | EA |  |  |  | 1785 | 540 3 | MX | 1 |  | 0 | STND | 30 | AF | IN | IN | IN | LN | WD | HT | P |  |  | O | O | O | O
GS-07F-238AA | DN-N05-3004 | DENIOS | 2 DRUM OUTDOOR STORAGE NON-COMB | DN-N05-3004 | 2 DRUM HAZMAT DRUM STORAGE BUILDING NON-COMBUSTIBLE | 96"LX58"WX98"H. NON-COMBUSTIBLE HAZMAT STORAGE BUILDINGS FEATURE 11-GAUGE WELDED STEEL CONSTRUCTION, SPILL COMPLIANT SUMP, AND LOCKABLE HINGED DOOR. ALL MODELS ARE EPA AND UFC REQUIREMENTS AND ARE FM APPROVED. | ALL MODELS COME STANDARD WITH: GALVANIZED GRATING ABOVE A SPILL COMPLIANT SUMP PASSIVE VENTILATION EXTERIOR GROUNDING LUG ANCHORING POINT NFPA 701 PLACARD CHOOSE BETWEEN BLUE, TAN, OR WHITE PAINTED FINISH |  |  | 10 | 10 | 16 | 0.9259 | CF | EA |  |  |  | 2800 | 540 3 | MX | 1 |  | 0 | STND | 30 | AF | IN | IN | IN | LN | WD | HT | P |  |  | O | O | O | O
GS-07F-238AA | DN-N05-3009 | DENIOS | 4 DRUM OUTDOOR STORAGE NON-COMB | DN-N05-3009 | 4 DRUM HAZMAT DRUM STORAGE BUILDING NON-COMBUSTIBLE | 96"LX70"WX98"H NON-COMBUSTIBLE HAZMAT STORAGE BUILDINGS FEATURE 11-GAUGE WELDED STEEL CONSTRUCTION, SPILL COMPLIANT SUMP, AND LOCKABLE HINGED DOOR. ALL MODELS ARE EPA AND UFC REQUIREMENTS AND ARE FM APPROVED. | ALL MODELS COME STANDARD WITH: GALVANIZED GRATING ABOVE A SPILL COMPLIANT SUMP PASSIVE VENTILATION EXTERIOR GROUNDING LUG ANCHORING POINT NFPA 701 PLACARD CHOOSE BETWEEN BLUE, TAN, OR WHITE PAINTED FINISHAVAILABLE OPTIONS INCLUDE |  |  | 10 | 10 | 16 | 0.9259 | CF | EA |  |  |  | 3900 | 540 3 | MX | 1 |  | 0 | STND | 30 | AF | IN | IN | IN | LN | WD | HT | P |  |  | O | O | O | O
GS-07F-238AA | DN-N05-3015 | DENIOS | 6 DRUM OUTDOOR STORAGE NON-COMB | DN-N05-3015 | 6 DRUM HAZMAT DRUM STORAGE BUILDING NON-COMBUSTIBLE | 118"LX70"WX98"H NON-COMBUSTIBLE HAZMAT STORAGE BUILDINGS FEATURE 11-GAUGE WELDED STEEL CONSTRUCTION, SPILL COMPLIANT SUMP, AND LOCKABLE HINGED DOOR. ALL MODELS ARE EPA AND UFC REQUIREMENTS AND ARE FM APPROVED. | ALL MODELS COME STANDARD WITH: GALVANIZED GRATING ABOVE A SPILL COMPLIANT SUMP PASSIVE VENTILATION EXTERIOR GROUNDING LUG ANCHORING POINT NFPA 701 PLACARD CHOOSE BETWEEN BLUE, TAN, OR WHITE PAINTED FINISH. AVAILABLE OPTIONS |  |  | 10 | 10 | 16 | 0.9259 | CF | EA |  |  |  | 5200 | 540 3 | MX | 1 |  | 0 | STND | 30 | AF | IN | IN | IN | LN | WD | HT | P |  |  | O | O | O | O
GS-07F-238AA | DN-N05-3020 | DENIOS | 8 DRUM OUTDOOR STORAGE NON-COMB | DN-N05-3020 | 8 DRUM HAZMAT DRUM STORAGE BUILDING NON-COMBUSTIBLE | 143"LX70"WX98"H NON-COMBUSTIBLE HAZMAT STORAGE BUILDINGS FEATURE 11-GAUGE WELDED STEEL CONSTRUCTION, SPILL COMPLIANT SUMP, AND LOCKABLE HINGED DOOR. ALL MODELS ARE EPA AND UFC REQUIREMENTS AND ARE FM APPROVED. DURABLE 11-GAUGE WELDED, STEEL | PROVIDES A SPILL COMPLIANT SUMP, MEETING EPA AND UFC REQUIREMENTS FM APPROVED LOCKABLE, HINGED DOORS WITH INSIDE RELEASE PROVIDES ADDED SAFETY. ALL MODELS COME STANDARD WITH: GALVANIZED GRATING ABOVE A SPILL COMPLIANT SUMP PASSIVE VENTILATION EXT |  |  | 10 | 10 | 16 | 0.9259 | CF | EA |  |  |  | 5200 | 540 3 | MX | 1 |  | 0 | STND | 30 | AF | IN | IN | IN | LN | WD | HT | P |  |  | O | O | O | O
GS-07F-238AA | DN-N05-3030 | DENIOS | 10 DRUM 2DR OUTDOOR STORAGE NON-COMB | DN-N05-3030 | 10 DRUM HAZMAT DRUM STORAGE BUILDING NON-COMBUSTIBLE | 168"LX70"WX98"H NON-COMBUSTIBLE HAZMAT STORAGE BUILDINGS FEATURE 11-GAUGE WELDED STEEL CONSTRUCTION, SPILL COMPLIANT SUMP, AND LOCKABLE HINGED DOOR. ALL MODELS ARE EPA AND UFC REQUIREMENTS AND ARE FM APPROVED. DURABLE 11-GAUGE WELDED, STEEL | PROVIDES A SPILL COMPLIANT SUMP, MEETING EPA AND UFC REQUIREMENTS FM APPROVED LOCKABLE, HINGED DOORS WITH INSIDE RELEASE PROVIDES ADDED SAFETY. ALL MODELS COME STANDARD WITH: GALVANIZED GRATING ABOVE A SPILL COMPLIANT SUMP PASSIVE VENTILATION EXT |  |  | 10 | 10 | 16 | 0.9259 | CF | EA |  |  |  | 6200 | 540 3 | MX | 1 |  | 0 | STND | 30 | AF | IN | IN | IN | LN | WD | HT | P |  |  | O | O | O | O
GS-07F-238AA | DN-N05-3035 | DENIOS | 12 DRUM OUTDOOR STORAGE NON-COMB | DN-N05-3035 | 12 DRUM HAZMAT DRUM STORAGE BUILDING NON-COMBUSTIBLE | 193"LX70"WX98"H NON-COMBUSTIBLE HAZMAT STORAGE BUILDINGS FEATURE 11-GAUGE WELDED STEEL CONSTRUCTION, SPILL COMPLIANT SUMP, AND LOCKABLE HINGED DOOR. ALL MODELS ARE EPA AND UFC, FM APPROVED. DURABLE 11-GAUGE WELDED, STEEL CONSTRUCTION | PROVIDES A SPILL COMPLIANT SUMP, MEETING EPA AND UFC REQUIREMENTS FM APPROVED LOCKABLE, HINGED DOORS WITH INSIDE RELEASE PROVIDES ADDED SAFETY. ALL MODELS COME STANDARD WITH: GALVANIZED GRATING ABOVE A SPILL COMPLIANT SUMP PASSIVE VENTILATION EXT |  |  | 10 | 10 | 16 | 0.9259 | CF | EA |  |  |  | 7200 | 540 3 | MX | 1 |  | 0 | STND | 30 | AF | IN | IN | IN | LN | WD | HT | P |  |  | O | O | O | O
GS-07F-238AA | DN-N05-3040 | DENIOS | 14 DRUM OUTDOOR STORAGE NON-COMB | DN-N05-3040 | 14 DRUM HAZMAT DRUM STORAGE BUILDING NON-COMBUSTIBLE | 236"LX70"WX98"H NON-COMBUSTIBLE HAZMAT STORAGE BUILDINGS FEATURE 11-GAUGE WELDED STEEL CONSTRUCTION, SPILL COMPLIANT SUMP, AND LOCKABLE HINGED DOOR. ALL MODELS ARE EPA AND UFC, FM APPROVED. DURABLE 11-GAUGE WELDED, STEEL CONSTRUCTION | COMPLIANT SUMP AND LOCKABLE HINGED DOOR. ALL MODELS ARE EPA AND UFC REQUIREMENTS AND ARE FM APPROVED. ALL MODELS COME STANDARD WITH: GALVANIZED GRATING ABOVE A SPILL COMPLIANT SUMP PASSIVE VENTILATION EXTERIOR GROUNDING LUG NFPA 701 |  |  | 10 | 10 | 16 | 0.9259 | CF | EA |  |  |  | 8200 | 540 3 | MX | 1 |  | 0 | STND | 30 | AF | IN | IN | IN | LN | WD | HT | P |  |  | O | O | O | O
GS-07F-238AA | DN-N05-4004 | DENIOS | 2 DRUM OUTDOOR STORAGE FIRE RATED | DN-N05-4004 | 2 DRUM HAZMAT DRUM STORAGE BUILDING FIRE RATED | 96"LX58"WX98"H FIRE RATED OUTDOOR STORAGE DRUM LOCKERS ARE CONSTRUCTED WITH UL APPROVED 2-HOUR RATED FIREWALL DESIGN AND COMPLY WITH FIRE RATING REQUIREMENTS FOR STORAGE OF FLAMMABLES WITHIN 10 FEET OF YOUR FACILITY. | COMPLIANT SUMP AND LOCKABLE HINGED DOOR. ALL MODELS ARE EPA AND UFC REQUIREMENTS AND ARE FM APPROVED. ALL MODELS COME STANDARD WITH: GALVANIZED GRATING ABOVE A SPILL COMPLIANT SUMP PASSIVE VENTILATION EXTERIOR GROUNDING LUG NFPA 701 | CHOICE OF BLUE, TAN, OR WHITE PAINTED FINISH |  | 10 | 10 | 16 | 0.9259 | CF | EA |  |  |  | 2800 | 540 3 | MX | 1 |  | 0 | STND | 30 | AF | IN | IN | IN | LN | WD | HT | P |  |  | O | O | O | O
GS-07F-238AA | DN-N05-4009 | DENIOS | 4 DRUM OUTDOOR STORAGE FIRE RATED | DN-N05-4009 | 4 DRUM HAZMAT DRUM STORAGE BUILDING FIRE RATED | 96"LX70"WX98"H FIRE RATED OUTDOOR STORAGE DRUM LOCKERS ARE CONSTRUCTED WITH UL APPROVED 2-HOUR RATED FIREWALL DESIGN AND COMPLY WITH FIRE RATING REQUIREMENTS FOR STORAGE OF FLAMMABLES WITHIN 10 FEET OF YOUR FACILITY. | COMPLIANT SUMP AND LOCKABLE HINGED DOOR. ALL MODELS ARE EPA AND UFC REQUIREMENTS AND ARE FM APPROVED. ALL MODELS COME STANDARD WITH: GALVANIZED GRATING ABOVE A SPILL COMPLIANT SUMP PASSIVE VENTILATION EXTERIOR GROUNDING LUG NFPA 701 | CHOICE OF BLUE, TAN, OR WHITE PAINTED FINISH |  | 10 | 10 | 16 | 0.9259 | CF | EA |  |  |  | 3900 | 540 3 | MX | 1 |  | 0 | STND | 30 | AF | IN | IN | IN | LN | WD | HT | P |  |  | O | O | O | O
GS-07F-238AA | DN-N05-4015 | DENIOS | 6 DRUM OUTDOOR STORAGE FIRE RATED | DN-N05-4015 | 6 DRUM HAZMAT DRUM STORAGE BUILDING FIRE RATED | 118"LX71"WX98"H FIRE RATED OUTDOOR STORAGE DRUM LOCKERS ARE CONSTRUCTED WITH UL APPROVED 2-HOUR RATED FIREWALL DESIGN AND COMPLY WITH FIRE RATING REQUIREMENTS FOR STORAGE OF FLAMMABLES WITHIN 10 FEET OF YOUR FACILITY. | COMPLIANT SUMP AND LOCKABLE HINGED DOOR. ALL MODELS ARE EPA AND UFC REQUIREMENTS AND ARE FM APPROVED. ALL MODELS COME STANDARD WITH: GALVANIZED GRATING ABOVE A SPILL COMPLIANT SUMP PASSIVE VENTILATION EXTERIOR GROUNDING LUG NFPA 701 | CHOICE OF BLUE, TAN, OR WHITE PAINTED FINISH |  | 10 | 10 | 16 | 0.9259 | CF | EA |  |  |  | 5200 | 540 3 | MX | 1 |  | 0 | STND | 30 | AF | IN | IN | IN | LN | WD | HT | P |  |  | O | O | O | O
GS-07F-238AA | DN-N05-4020 | DENIOS | 8 DRUM OUTDOOR STORAGE FIRE RATED | DN-N05-4020 | 8 DRUM HAZMAT DRUM STORAGE BUILDING FIRE RATED | 143"LX71"WX98"H FIRE RATED OUTDOOR STORAGE DRUM LOCKERS ARE CONSTRUCTED WITH UL APPROVED 2-HOUR RATED FIREWALL DESIGN AND COMPLY WITH FIRE RATING REQUIREMENTS FOR STORAGE OF FLAMMABLES WITHIN 10 FEET OF YOUR FACILITY. | COMPLIANT SUMP AND LOCKABLE HINGED DOOR. ALL MODELS ARE EPA AND UFC REQUIREMENTS AND ARE FM APPROVED. ALL MODELS COME STANDARD WITH: GALVANIZED GRATING ABOVE A SPILL COMPLIANT SUMP PASSIVE VENTILATION EXTERIOR GROUNDING LUG NFPA 701 | CHOICE OF BLUE, TAN, OR WHITE PAINTED FINISH |  | 10 | 10 | 16 | 0.9259 | CF | EA |  |  |  | 5200 | 540 3 | MX | 1 |  | 0 | STND | 30 | AF | IN | IN | IN | LN | WD | HT | P |  |  | O | O | O | O
GS-07F-238AA | DN-N05-4030 | DENIOS | 10 DRUM 2DR OUTDOOR STORAGE FIRE RATED | DN-N05-4030 | 10 DRUM HAZMAT DRUM STORAGE BUILDING FIRE RATED | 168"LX71"WX98"H FIRE RATED OUTDOOR STORAGE DRUM LOCKERS ARE CONSTRUCTED WITH UL APPROVED 2-HOUR RATED FIREWALL DESIGN AND COMPLY WITH FIRE RATING REQUIREMENTS FOR STORAGE OF FLAMMABLES WITHIN 10 FEET OF YOUR FACILITY. | COMPLIANT SUMP AND LOCKABLE HINGED DOOR. ALL MODELS ARE EPA AND UFC REQUIREMENTS AND ARE FM APPROVED. ALL MODELS COME STANDARD WITH: GALVANIZED GRATING ABOVE A SPILL COMPLIANT SUMP PASSIVE VENTILATION EXTERIOR GROUNDING LUG NFPA 701 | CHOICE OF BLUE, TAN, OR WHITE PAINTED FINISH |  | 10 | 10 | 16 | 0.9259 | CF | EA |  |  |  | 6200 | 540 3 | MX | 1 |  | 0 | STND | 30 | AF | IN | IN | IN | LN | WD | HT | P |  |  | O | O | O | O
GS-07F-238AA | DN-N05-4040 | DENIOS | 14 DRUM 3DR OUTDOOR STORAGE FIRE RATED | DN-N05-4040 | 14 DRUM HAZMAT DRUM STORAGE BUILDING FIRE RATED | 236"LX71"WX98"H FIRE RATED OUTDOOR STORAGE DRUM LOCKERS ARE CONSTRUCTED WITH UL APPROVED 2-HOUR RATED FIREWALL DESIGN AND COMPLY WITH FIRE RATING REQUIREMENTS FOR STORAGE OF FLAMMABLES WITHIN 10 FEET OF YOUR FACILITY. | COMPLIANT SUMP AND LOCKABLE HINGED DOOR. ALL MODELS ARE EPA AND UFC REQUIREMENTS AND ARE FM APPROVED. ALL MODELS COME STANDARD WITH: GALVANIZED GRATING ABOVE A SPILL COMPLIANT SUMP PASSIVE VENTILATION EXTERIOR GROUNDING LUG NFPA 701 | CHOICE OF BLUE, TAN, OR WHITE PAINTED FINISH |  | 10 | 10 | 16 | 0.9259 | CF | EA |  |  |  | 8200 | 540 3 | MX | 1 |  | 0 | STND | 30 | AF | IN | IN | IN | LN | WD | HT | P |  |  | O | O | O | O
GS-07F-238AA | DN-P19-1250 | DENIOS | 1 IBC CONTAINMENT LOCKER FIRE RATED | DN-P19-1250 | 1 IBC CONTAINMENT LOCKER FIRE RATED | 99"LX74"WX100"H 2-HOUR FIRE RATED LOCKER, HINGE DOOR MODEL, FOR 1 IBC TOTE. LOCKERS ARE AVAILABLE FOR STORING 1 OR 2 IBC TOTES. FULL-FRONT OPENING ACCESS DOOR ROLLS INTO SPACE ABOVE THE OPENING LOCKERS HAVE THE SAME EXTENDED | EXTENDED HEIGHT ALLOWING AMPLE ROOM FOR PUMPING AND OTHER ACTIVITIES LOCKERS MAY BE EQUIPPED WITH A FULL ARRAY OF OPTIONS INCLUDING: - EXPLOSION RELIEF - HEATING / COOLING - FIRE SUPPRESSION - FAN-FORCED VENTILATION |  |  | 10 | 10 | 16 | 0.9259 | CF | EA |  |  |  | 3900 | 540 3 | MX | 1 |  | 0 | STND | 30 | AF | IN | IN | IN | LN | WD | HT | P |  |  | O | O | O | O
GS-07F-238AA | DN-P19-1300 | DENIOS | 2 IBC CONTAINMENT LOCKER FIRE RATED | DN-P19-1300 | 2 IBC CONTAINMENT LOCKER FIRE RATED | 153"LX70"WX88"H 2-HOUR FIRE RATED LOCKER, HINGE DOOR MODEL, FOR 2 IBC TOTES. LOCKERS ARE AVAILABLE FOR STORING 1 OR 2 IBC TOTES. FULL-FRONT OPENING ACCESS DOOR ROLLS INTO SPACE ABOVE THE OPENING | EXTENDED HEIGHT ALLOWING AMPLE ROOM FOR PUMPING AND OTHER ACTIVITIES LOCKERS MAY BE EQUIPPED WITH A FULL ARRAY OF OPTIONS INCLUDING: - EXPLOSION RELIEF - HEATING / COOLING - FIRE SUPPRESSION - FAN-FORCED VENTILATION |  |  | 10 | 10 | 16 | 0.9259 | CF | EA |  |  |  | 5200 | 540 3 | MX | 1 |  | 0 | STND | 30 | AF | IN | IN | IN | LN | WD | HT | P |  |  | O | O | O | O
GS-07F-238AA | EC-1275120 | CP LAB SAFETY | 2 GAL SAFETY CAN NATURAL POLY | EC-1275120 | 2 GALLONS AFETY CAN NATURAL POLY | 2 GALLON DURABLE POLYETHYLENE CONTAINER WITH LARGE, STRATEGICALLY PLACED OPENING FACILITATES CONTROLLED POURING INTO LARGER VESSELS FOR PROPER HAZARDOUS WASTE DISPOSAL. OPENING IS EQUIPPED WITH A STAINLESS STEEL FLAME ARRESTER WHICH DISSIPATES HEAT | PREVENTS FLASHBACK IGNITION. FIXED POSITION LATCH ON HANDLE ALLOWS LID TO STAY OPEN FOR EASIER POURING. TRANSLUCENT COLOR LETS YOU CHECK LIQUID LEVEL AT A GLANCE. JUSTRITE POLYETHYLENE SAFETY CANS ARE FM APPROVED AND EQUIPPED WITH A FLAME ARRESTER | FLAME ARRESTOR IS NOT COMPROMISED BY THE USE OF THE ECO FUNNEL. FITS EF-4-JUSTRITE-B AND EF-8-JUSTRITE B. |  | 10 | 10 | 16 | 0.9259 | CF | EA |  |  |  | 9 | 540 3 | MX | 1 |  | 0 | STND | 30 | AF | IN | IN | IN | LN | WD | HT | P |  |  | O | O | O | O
GS-07F-238AA | EC-1275450 | CP LAB SAFETY | 5 GAL SAFETY CAN NATURAL POLY | EC-1275450 | 5 GALLONS AFETY CAN NATURAL POLY | JUSTRITE POLYETHYLENE SAFETY CANS ARE FM APPROVED AND EQUIPPED WITH A FLAME ARRESTOR WHICH IS NOT COMPROMISED BY THE USE OF THE ECO FUNNEL. FITS EF-4-JUSTRITE-B AND EF-8-JUSTRITE B. 5 GALLON DURABLE POLYETHYLENE CONTAINER WITH LARGE MOUTH. | CONTROLLED POURING INTO LARGER VESSELS FOR PROPER HAZARDOUS WASTE DISPOSAL OPENING IS EQUIPPED WITH A STAINLESS STEEL FLAME ARRESTER WHICH DISSIPATES HEAT TO PREVENT FLASHBACK IGNITION FIXED POSITION LATCH ON HANDLE | LIDS STAY OPEN FOR EASIER POURING. TRANSLUCENT COLOR LETS YOU CHECK LIQUID LEVEL AT A GLANCE |  | 10 | 10 | 16 | 0.9259 | CF | EA |  |  |  | 11 | 540 3 | MX | 1 |  | 0 | STND | 30 | AF | IN | IN | IN | LN | WD | HT | P |  |  | O | O | O | O
GS-07F-238AA | EC-20010 | CP LAB SAFETY | 10L CARBOY LDPE 83MM | EC-20010 | 10 LITER CARBOY LDPE CAP SIZE 83MM | LDPE WITH WHITE POLYPROPYLENE CLOSURE. NALGENE LDPE ROUND CARBOYS ARE A GOOD CHOICE FOR STORAGE AND TRANSPORT OF REAGENTS. THESE CARBOYS HAVE WIDE HANDLES AND LDPE RESIN IS A GOOD CHOICE FOR STORING REAGENTS SENSITIVE TO POLYMERIZATION CATALYST. | SHOULDER LOOPS AND GRADUATIONS IN 1 GALLON AND 5 LITER. INCREMENTS. SUITABLE FOR USE WITH EF-4-83B AND EF-8-83B. DIMENSIONS: 250MM X 389MM (9.88IN X 15.31 IN.) MOLDED-IN GRADUATIONS IN 5L AND 1 GAL. INCREMENTS; GRADUATED " TO CONTAIN". LEAKPROOF | LINERLESS WHITE POLYPROPYLENE CLOSURE. |  | 10 | 10 | 16 | 0.9259 | CF | EA |  |  |  | 5 | 540 3 | MX | 1 |  | 0 | STND | 30 | AF | IN | IN | IN | LN | WD | HT | P |  |  | O | O | O | O
GS-07F-238AA | EC-200120-B | CP LAB SAFETY | 30 GAL DRUM L-1 HDPE TIGHT HEAD UN | EC-200120-B | 30 GALLON DRUM L-1 HDPE TIGHT HEAD UN RATED FOR USE W/ EF-4717-1C | 30 YEARS AGO, THE L-RING DRUM SET AN INTERNATIONAL STANDARD FOR THE SAFE TRANSPORT OF LIQUIDS AND DANGEROUS GOODS FOR THE U. S. CHEMICAL AND FOOD SERVICE INDUSTRIES. TODAY, IT IS THE MOST COMMON PLASTIC PACKAGING ON THE MARKET. ITS STRONG DESIGN | EXCELLENT MATERIAL HANDLING AND COMPATIBILITY WITH MOST DRUM HANDLING DEVICES. CONFORMS WITH UN RECOMMENDATIONS FOR PLASTIC DRUMS OFFERING MAXIMUM PROTECTION AND STRENGTH. CLOSURE IS 2-INCH AMERICAN BUTTRESS AND 2-INCH NPS WITH 3/4 INCH REDUCER | EPDM GASKETS ARE STANDARD. FEATURES: ONE-PIECE BLOW MOLDED CONSTRUCTION FROM HIGH MOLECULAR WEIGHT, HIGH DENSITY POLYETHYLENE (HDPE) UN APPROVED AND FDA COMPLIANT DESIGNED FOR HIGH DENSITY AND AGGRESSIVE FILL GOODS. |  | 10 | 10 | 16 | 0.9259 | CF | EA |  |  |  | 25 | 540 3 | MX | 1 |  | 0 | STND | 30 | AF | IN | IN | IN | LN | WD | HT | P |  |  | O | O | O | O
GS-07F-238AA | EC-2002 | CP LAB SAFETY | 2L HDPE BOTTLE 53MM | EC-2002 | 2 LITER HDPE BOTTLES CAP SIZE 53MM | 2 LITER HDPE BOTTLE, CAP SIZE 53MM WITH A WHITE POLYPROPYLENE CLOSURE. THIS IS NALGENE'S MOST DURABLE BOTTLE. LARGE, THICK-WALLED BOTTLES HAVE WIDE MOUTHS FOR EXTRA-RUGGED SERVICE. EXCELLENT FOR USE AS RESERVOIRS AND WASTE TRAPS | FOR USE WITH ECO FUNNEL. |  |  | 10 | 10 | 16 | 0.9259 | CF | EA |  |  |  | 3 | 540 3 | MX | 1 |  | 0 | STND | 30 | AF | IN | IN | IN | LN | WD | HT | P |  |  | O | O | O | O
GS-07F-238AA | EC-20020 | CP LAB SAFETY | 20L HDPE CARBOY RECT 70MM | EC-20020 | 20 LITER HDPE CARBOY RECTANGULAR, CAP SIZE 70MM | SPACE SAVING RECTANGULAR CARBOY CONSTRUCTED OF HDPE WITH POLYETHYLENE SCREW CLOSURE. STURDY HANDLE ATTACHED TO MOLDED IN SHOULDER LOOPS. MOLDED-IN GRADUATIONS OF 1 GALLON AND 5LTR. INCREMENTS. WIDE MOUTH FOR EASY FILLING. FOR USE WITH EF-4-30020 | EF-30020. HEIGHT: 399MM LONG:218MM WIDE: 318MM |  |  | 10 | 10 | 16 | 0.9259 | CF | EA |  |  |  | 11 | 540 3 | MX | 1 |  | 0 | STND | 30 | AF | IN | IN | IN | LN | WD | HT | P |  |  | O | O | O | O
GS-07F-238AA | EC-20020DR | CP LAB SAFETY | 5 GAL DRUM POLY, 70MM | EC-20020DR | 5 GALLON DRUM PLASTIC, CAP SIZE 70MM | FS70 NECK FINISH. FITS ECO FUNNEL EF-4-FS70 AND EF-8-FS70. HEIGHT: 15.25"DIAMETER: 11.5" TIGHT HEAD PAIL IS A SELF-SUPPORTING PLASTIC CONTAINER CONSTRUCTED OF HIGH MOLECULAR WEIGHT, HIGH DENSITY POLYETHYLENE, AND IS DESIGNED FOR SECURITY. | FOR SHIPMENT AND STORAGE OF LIQUID PRODUCTS. DRUM IS CYLINDRICAL IN SHAPE WITH SPOUT PLACEMENT IN LINE WITH THE SIDEWALL FOR MAXIMUM REMOVAL OF PRODUCT DURING DISPENSING. THE UNIT IS ALSO EQUIPPED WITH A SWING HANDLE ON THE TOP FACE. | AL (WHITE) DRUMS ARE ALL FDA & USDA APPROVED FOR FOOD, WATER AND COSMETICS. UN RATED: UN 1H1/Y1.8/100/YR AND DOT APPROVED. |  | 10 | 10 | 16 | 0.9259 | CF | EA |  |  |  | 16 | 540 3 | MX | 1 |  | 0 | STND | 30 | AF | IN | IN | IN | LN | WD | HT | P |  |  | O | O | O | O
GS-07F-238AA | EC-200220-B | CP LAB SAFETY | 55 GAL DRUM L-1 HDPE TIGHT HEAD UN | EC-200220-B | 55 GALLON DRUM L-1 HDPE TIGHT HEAD UN RATED FOR USE W/ EF-4716-1P | FEATURES: THE INDUSTRY STANDARD: BLOW MOLDED, HIGH MOLECULAR WEIGHT, HIGH DENSITY POLYETHYLENE CONTAINER. THIS CONTAINER IS DESIGNED TO CONFORM TO UN RECOMMENDATIONS FOR PLASTIC DRUMS. ORIGINAL SINGLE L-RING DESIGN | LONG SERVICE LIFE. OPTIMALLY DRAINABLE. BOTTOM HANDHOLD FOR EASY HANDLING. SAME DIMENSIONS AS A STEEL DRUM FOR STANDARDIZED HANDLING AND CONVEYING. COMPLIES WITH FDA REGULATIONS FOR FOOD AND DRUGS. | EXCELLENT MATERIAL HANDLING CHARACTERISTICS. COMPATIBLE WITH MOST DRUM HANDLING DEVICES INCLUDING PARROT BEAK LIFTING DEVICES. BOTTOM HAND HOLD DESIGN FOR EASY USE. COMPLIES WITH FDA REGULATIONS FOR FOOD AND DRUGS. KOSHER COMPLIANT. DOUBLEL RING ON |  | 10 | 10 | 16 | 0.9259 | CF | EA |  |  |  | 35 | 540 3 | MX | 1 |  | 0 | STND | 30 | AF | IN | IN | IN | LN | WD | HT | P |  |  | O | O | O | O
GS-07F-238AA | EC-2002A | CP LAB SAFETY | 2L BOTTLE NALGENE LDPE, PP 38-430 CAP | EC-2002A | 2 LITER BOTTLES NALGENE LDPE W/ PP CLOSURE AND CAP 38-430 | 2 LITER BOTTLE, NALGENE LDPE WITH PP CLOSURE AND SCREW CAP 38-430. DIMENSIONS: 246MM HX122MM D |  |  |  | 10 | 10 | 16 | 0.9259 | CF | EA |  |  |  | 10 | 540 3 | MX | 1 |  | 0 | STND | 30 | AF | IN | IN | IN | LN | WD | HT | P |  |  | O | O | O | O
GS-07F-238AA | EC-2004 | CP LAB SAFETY | 4L BOTTLE LDPE, 38-430 CAP | EC-2004 | 4 LITER BOTTLES LDPE, NECK FINISH 38-430 | 4 LITER BOTTLE, LDPE WITH NECK FINISH 38-430. NARROW MOUTH WITH POLY SCREW CLOSURE. |  |  |  | 10 | 10 | 16 | 0.9259 | CF | EA |  |  |  | 3 | 540 3 | MX | 1 |  | 0 | STND | 30 | AF | IN | IN | IN | LN | WD | HT | P |  |  | O | O | O | O
GS-07F-238AA | EC-20060-IC-DHB | CP LAB SAFETY | 15 GAL HDPE TIGHT HEAD DRUM UN RATED | EC-20060-IC-DHB | 15 GALLON HDPE TIGHT HEAD DRUM UN RATED COARSE THREAD FOR USE, EF-4717-1C | 15 GAL BLUE HDPE TIGHT HEAD DRUM, DOUBLE HANDLES, 2" NPT AND 2" BUTTRESS, UN RATED, 21 1/2"H X16 D AND SUITABLE FOR USE WITH EF-4717-1C. CHOOSE DRUM COLOR WHEN ORDERING: BLUE OR NATURAL (WHITE). |  |  |  | 10 | 10 | 16 | 0.9259 | CF | EA |  |  |  | 20 | 540 3 | MX | 1 |  | 0 | STND | 30 | AF | IN | IN | IN | LN | WD | HT | P |  |  | O | O | O | O
GS-07F-238AA | EC-20060-IP-DHB | CP LAB SAFETY | 15 GAL HDPE TIGHT HEAD DRUM UN RATED | EC-20060-IP-DHB | 15 GALLON HDPE TIGHT HEAD DRUM UN RATED FINE THREAD FOR USE, EF-4716-1P | 15 GAL BLUE HDPE TIGHT HEAD DRUM, DOUBLE HANDLES, 2" NPT AND 2" BUTTRESS, UN RATED, 21 1/2"H X16 D AND SUITABLE FOR USE WITH EF-4716-1P. CHOOSE DRUM COLOR WHEN ORDERING: BLUE OR NATURAL (WHITE). |  |  |  | 10 | 10 | 16 | 0.9259 | CF | EA |  |  |  | 20 | 540 3 | MX | 1 |  | 0 | STND | 30 | AF | IN | IN | IN | LN | WD | HT | P |  |  | O | O | O | O
GS-07F-238AA | EC-2008 | CP LAB SAFETY | 8L CARBOY LDPE, 53MM | EC-2008 | 8 LITER CARBOY LDPE, CAP SIZE 53MM | 8 LITER CARBOY, NARROW MOUTH, THICK WALLED LDPE WITH CAP SIZE 53MM |  |  |  | 10 | 10 | 16 | 0.9259 | CF | EA |  |  |  | 4 | 540 3 | MX | 1 |  | 0 | STND | 30 | AF | IN | IN | IN | LN | WD | HT | P |  |  | O | O | O | O
GS-07F-238AA | EC-2009 | CP LAB SAFETY | 9L CARBOY RECT. HDPE 100MM | EC-2009 | 9 LITER CARBOY RECTANGULAR HDPE, CAP SIZE 100MM | SPACE SAVING RECTANGULAR CARBOY CONSTRUCTED OF HDPE WITH A POLYPROPYLENE SCREW CLOSURE. STURDY METAL HANDLE ATTACHED TO MOLDED-IN SHOULDER LOOPS. MOLDED-IN GRADUATIONS IN 1 GALLON AND 5 LITER. INCREMENTS. WIDE MOUTH FOR EASY FILLING. |  |  |  | 10 | 10 | 16 | 0.9259 | CF | EA |  |  |  | 4 | 540 3 | MX | 1 |  | 0 | STND | 30 | AF | IN | IN | IN | LN | WD | HT | P |  |  | O | O | O | O
GS-07F-238AA | EC-63RC | CP LAB SAFETY | 2.5 GAL LOW PROFILE HDPE CONTAINER | EC-63RC | 2.5 GALLON LOW PROFILE HDPE CONTAINER | THIS 2.5 GALLON LOW PROFILE HDPE CONTAINER FITS EF-4-63B AND IS SMALL ENOUGH TO FIT APPLICATIONS WHERE STANDARD CARBOYS ARE TOO TALL. 9 1/4"LX9 1/4"W AND LESS THAN 11" TALL. |  |  |  | 15 | 15 | 2 | 0.2604 | CF | EA |  |  |  | 4 | 540 16 | US | 1 |  | 0 | STND | 30 | AF | IN | IN | IN | LN | WD | HT | P |  |  | O | O | O | O
GS-07F-238AA | EF-30020 | CP LAB SAFETY | 8" ECO FUNNEL, 70MM | EF-30020 | 8" ECO FUNNEL, 70MM CAP ADAPTER | THE ECO FUNNEL IS THE ULTIMATE LAB SAFETY PRODUCT FOR COLLECTION OF HAZARDOUS LIQUID WASTE. ITS UNIQUE, PATENTED DESIGN PERFORMS TWO FUNCTIONS, ACTING AS BOTH A SEALED WASTE CONTAINER AND A SOLVENT FUNNEL. | THE 8 ECO FUNNEL IS HDPE AND HAS A 2000 ML FLUID CAPACITY. FEATURES A LID, EASY USE LID, GASKET, AND POSITIVE LATCH TO CLOSE LID AND MAINTAIN AN AIR-TIGHT SEAL. A FILTER IS ALSO BUILT INTO THE INTERIOR TO REDUCE THE LOSS OF STIR STICKS. | AN 11 STEM ALSO REDUCES CHEMICAL EVAPORATION OF HAZARDOUS SOLVENTS IN THE LAB.8"WIDE FUNNEL WITH LID, GASKET AND SCREW CAP FITS NALGENE CONTAINERS WITH A 70MM NECK SIZE 11" STEM ALSO REDUCES CHEMICAL EVAPORATION OF HAZARDOUS SOLVENTS. |  | 7 | 7 | 7 | 0.1951 | CF | EA |  |  |  | 6 | 540 11 | US | 1 |  | 0 | STND | 30 | AF | IN | IN | IN | LN | WD | HT | P |  |  | O | O | O | O
GS-07F-238AA | EF-30020C-SYS | CP LAB SAFETY | 8" ECO FUNNEL 20L SYSTEM, SC | EF-30020C-SYS | 8" ECO FUNNEL SYSTEM 20 LITER, SECONDARY CONTAINER CAP SIZE 70MM | THE ECO FUNNEL IS THE ULTIMATE LAB SAFETY PRODUCT FOR COLLECTION OF HAZARDOUS LIQUID WASTE. ITS UNIQUE, PATENTED DESIGN PERFORMS TWO FUNCTIONS, ACTING AS BOTH A SEALED WASTE CONTAINER AND A SOLVENT FUNNEL. | THE 8 ECO FUNNEL IS HDPE AND HAS A 2000 ML FLUID CAPACITY. FEATURES A LID, EASY USE LID, GASKET, AND POSITIVE LATCH TO CLOSE LID AND MAINTAIN AN AIR-TIGHT SEAL. A FILTER IS ALSO BUILT INTO THE INTERIOR TO REDUCE THE LOSS OF STIR STICKS. | AN 11 STEM ALSO REDUCES CHEMICAL EVAPORATION OF HAZARDOUS SOLVENTS IN THE LAB.8"WIDE FUNNEL WITH LID, GASKET AND SCREW CAP FITS NALGENE CONTAINERS WITH A 70MM NECK SIZE 11" STEM ALSO REDUCES CHEMICAL EVAPORATION OF HAZARDOUS SOLVENTS. |  | 9.6 | 9.6 | 9.6 | 0.5056 | CF | EA |  |  |  | 19 | 540 11 | US | 1 |  | 0 | STND | 30 | AF | IN | IN | IN | LN | WD | HT | P |  |  | O | O | O | O
GS-07F-238AA | EF-30020-SYS | CP LAB SAFETY | 8" ECO FUNNEL 20L SYSTEM 70MM | EF-30020-SYS | 8" ECO FUNNEL SYSTEM 20 LITER CAP SIZE 70MM | THE ECO FUNNEL IS THE ULTIMATE LAB SAFETY PRODUCT FOR COLLECTION OF HAZARDOUS LIQUID WASTE. ITS UNIQUE, PATENTED DESIGN PERFORMS TWO FUNCTIONS, ACTING AS BOTH A SEALED WASTE CONTAINER AND A SOLVENT FUNNEL. | THE 8 ECO FUNNEL IS HDPE AND HAS A 2000 ML FLUID CAPACITY. FEATURES A LID, EASY USE LID, GASKET, AND POSITIVE LATCH TO CLOSE LID AND MAINTAIN AN AIR-TIGHT SEAL. A FILTER IS ALSO BUILT INTO THE INTERIOR TO REDUCE THE LOSS OF STIR STICKS. | AN 11 STEM ALSO REDUCES CHEMICAL EVAPORATION OF HAZARDOUS SOLVENTS IN THE LAB.8"WIDE FUNNEL WITH LID, GASKET AND SCREW CAP FITS NALGENE CONTAINERS WITH A 70MM NECK SIZE 11" STEM ALSO REDUCES CHEMICAL EVAPORATION OF HAZARDOUS SOLVENTS. |  | 9.6 | 9.6 | 9.6 | 0.5056 | CF | EA |  |  |  | 14 | 540 11 | US | 1 |  | 0 | STND | 30 | AF | IN | IN | IN | LN | WD | HT | P |  |  | O | O | O | O
GS-07F-238AA | EF-3004C | CP LAB SAFETY | 8" ECO FUNNEL, 38-430 | EF-3004C | 8" ECO FUNNEL, 38-430 CAP ADAPTER | THE ECO FUNNEL IS THE ULTIMATE LAB SAFETY PRODUCT FOR COLLECTION OF HAZARDOUS LIQUID WASTE. ITS UNIQUE, PATENTED DESIGN PERFORMS TWO FUNCTIONS, ACTING AS BOTH A SEALED WASTE CONTAINER AND A SOLVENT FUNNEL. | THE 8 ECO FUNNEL IS HDPE AND HAS A 2000 ML FLUID CAPACITY. FEATURES A LID, EASY USE LID, GASKET, AND POSITIVE LATCH TO CLOSE LID AND MAINTAIN AN AIR-TIGHT SEAL. A FILTER IS ALSO BUILT INTO THE INTERIOR TO REDUCE THE LOSS OF STIR STICKS. | AN 11 STEM ALSO REDUCES CHEMICAL EVAPORATION OF HAZARDOUS SOLVENTS IN THE LAB.8"WIDE FUNNEL WITH LID, GASKET AND SCREW CAP FITS NALGENE CONTAINERS WITH A 70MM NECK SIZE 11" STEM ALSO REDUCES CHEMICAL EVAPORATION OF HAZARDOUS SOLVENTS. |  | 18.4 | 18.4 | 18.4 | 3.5816 | CF | EA |  |  |  | 6 | 540 11 | US | 1 |  | 0 | STND | 30 | AF | IN | IN | IN | LN | WD | HT | P |  |  | O | O | O | O
GS-07F-238AA | EF-3004C-SYS | CP LAB SAFETY | 8" ECO FUNNEL 4L SYSTEM 38-430 | EF-3004C-SYS | 8" ECO FUNNEL SYSTEM 4 LITER NECK FINISH 38-430 | THE ECO FUNNEL IS THE ULTIMATE LAB SAFETY PRODUCT FOR COLLECTION OF HAZARDOUS LIQUID WASTE. ITS UNIQUE, PATENTED DESIGN PERFORMS TWO FUNCTIONS, ACTING AS BOTH A SEALED WASTE CONTAINER AND A SOLVENT FUNNEL. | THE 8 ECO FUNNEL IS HDPE AND HAS A 2000 ML FLUID CAPACITY. FEATURES A LID, EASY USE LID, GASKET, AND POSITIVE LATCH TO CLOSE LID AND MAINTAIN AN AIR-TIGHT SEAL. A FILTER IS ALSO BUILT INTO THE INTERIOR TO REDUCE THE LOSS OF STIR STICKS. | AN 11 STEM ALSO REDUCES CHEMICAL EVAPORATION OF HAZARDOUS SOLVENTS IN THE LAB.8"WIDE FUNNEL WITH LID, GASKET AND SCREW CAP FITS NALGENE CONTAINERS WITH A 70MM NECK SIZE 11" STEM ALSO REDUCES CHEMICAL EVAPORATION OF HAZARDOUS SOLVENTS. |  | 18.4 | 18.4 | 18.4 | 3.5816 | CF | EA |  |  |  | 10 | 540 11 | US | 1 |  | 0 | STND | 30 | AF | IN | IN | IN | LN | WD | HT | P |  |  | O | O | O | O
GS-07F-238AA | EF-3004GL-SYS | CP LAB SAFETY | 8" ECO FUNNEL 4L SYSTEM GLASS, SC | EF-3004GL-SYS | 8" ECO FUNNEL SYSTEM 4L GLASS BOTTLE, SECONDARY CONTAINER | THE ECO FUNNEL IS THE ULTIMATE LAB SAFETY PRODUCT FOR COLLECTION OF HAZARDOUS LIQUID WASTE. ITS UNIQUE, PATENTED DESIGN PERFORMS TWO FUNCTIONS, ACTING AS BOTH A SEALED WASTE CONTAINER AND A SOLVENT FUNNEL. | THE 8 ECO FUNNEL IS HDPE AND HAS A 2000 ML FLUID CAPACITY. FEATURES A LID, EASY USE LID, GASKET, AND POSITIVE LATCH TO CLOSE LID AND MAINTAIN AN AIR-TIGHT SEAL. A FILTER IS ALSO BUILT INTO THE INTERIOR TO REDUCE THE LOSS OF STIR STICKS. | AN 11 STEM ALSO REDUCES CHEMICAL EVAPORATION OF HAZARDOUS SOLVENTS IN THE LAB.8"WIDE FUNNEL WITH LID, GASKET AND SCREW CAP FITS NALGENE CONTAINERS WITH A 70MM NECK SIZE 11" STEM ALSO REDUCES CHEMICAL EVAPORATION OF HAZARDOUS SOLVENTS. |  | 11.5 | 11.5 | 11.5 | 0.8756 | CF | EA |  |  |  | 9 | 540 11 | US | 1 |  | 0 | STND | 30 | AF | IN | IN | IN | LN | WD | HT | P |  |  | O | O | O | O
GS-07F-238AA | EF-3008 | CP LAB SAFETY | 8" ECO FUNNEL, 53MM | EF-3008 | 8" ECO FUNNEL, 53MM CAP ADAPTER | THE ECO FUNNEL IS THE ULTIMATE LAB SAFETY PRODUCT FOR COLLECTION OF HAZARDOUS LIQUID WASTE. ITS UNIQUE, PATENTED DESIGN PERFORMS TWO FUNCTIONS, ACTING AS BOTH A SEALED WASTE CONTAINER AND A SOLVENT FUNNEL. | THE 8 ECO FUNNEL IS HDPE AND HAS A 2000 ML FLUID CAPACITY. FEATURES A LID, EASY USE LID, GASKET, AND POSITIVE LATCH TO CLOSE LID AND MAINTAIN AN AIR-TIGHT SEAL. A FILTER IS ALSO BUILT INTO THE INTERIOR TO REDUCE THE LOSS OF STIR STICKS. | AN 11 STEM ALSO REDUCES CHEMICAL EVAPORATION OF HAZARDOUS SOLVENTS IN THE LAB.8"WIDE FUNNEL WITH LID, GASKET AND SCREW CAP FITS NALGENE CONTAINERS WITH A 70MM NECK SIZE 11" STEM ALSO REDUCES CHEMICAL EVAPORATION OF HAZARDOUS SOLVENTS. |  | 3.3 | 3.3 | 3.3 | 0.0204 | CF | EA |  |  |  | 6 | 540 11 | US | 1 |  | 0 | STND | 30 | AF | IN | IN | IN | LN | WD | HT | P |  |  | O | O | O | O
GS-07F-238AA | EF-3008C-SYS | CP LAB SAFETY | 8" ECO FUNNEL 8L SYSTEM 53MM, SC | EF-3008C-SYS | 8" ECO FUNNEL SYSTEM 8 LITER CAP SIZE 53MM, SECONDARY CONTAINER | THE ECO FUNNEL IS THE ULTIMATE LAB SAFETY PRODUCT FOR COLLECTION OF HAZARDOUS LIQUID WASTE. ITS UNIQUE, PATENTED DESIGN PERFORMS TWO FUNCTIONS, ACTING AS BOTH A SEALED WASTE CONTAINER AND A SOLVENT FUNNEL. | THE 8 ECO FUNNEL IS HDPE AND HAS A 2000 ML FLUID CAPACITY. FEATURES A LID, EASY USE LID, GASKET, AND POSITIVE LATCH TO CLOSE LID AND MAINTAIN AN AIR-TIGHT SEAL. A FILTER IS ALSO BUILT INTO THE INTERIOR TO REDUCE THE LOSS OF STIR STICKS. | AN 11 STEM ALSO REDUCES CHEMICAL EVAPORATION OF HAZARDOUS SOLVENTS IN THE LAB.8"WIDE FUNNEL WITH LID, GASKET AND SCREW CAP FITS NALGENE CONTAINERS WITH A 70MM NECK SIZE 11" STEM ALSO REDUCES CHEMICAL EVAPORATION OF HAZARDOUS SOLVENTS. |  | 1.8 | 1.8 | 1.8 | 1.0034 | CF | EA |  |  |  | 4.2 | 540 16 | US | 1 |  | 0 | STND | 30 | AF | IN | IN | IN | LN | WD | HT | P |  |  | O | O | O | O
GS-07F-238AA | EF-3008-SYS | CP LAB SAFETY | 8" ECO FUNNEL 8L SYSTEM 53MM | EF-3008-SYS | 8" ECO FUNNEL SYSTEM 8 LITER CAP SIZE 53MM | THE ECO FUNNEL IS THE ULTIMATE LAB SAFETY PRODUCT FOR COLLECTION OF HAZARDOUS LIQUID WASTE. ITS UNIQUE, PATENTED DESIGN PERFORMS TWO FUNCTIONS, ACTING AS BOTH A SEALED WASTE CONTAINER AND A SOLVENT FUNNEL. | THE 8 ECO FUNNEL IS HDPE AND HAS A 2000 ML FLUID CAPACITY. FEATURES A LID, EASY USE LID, GASKET, AND POSITIVE LATCH TO CLOSE LID AND MAINTAIN AN AIR-TIGHT SEAL. A FILTER IS ALSO BUILT INTO THE INTERIOR TO REDUCE THE LOSS OF STIR STICKS. | AN 11 STEM ALSO REDUCES CHEMICAL EVAPORATION OF HAZARDOUS SOLVENTS IN THE LAB.8"WIDE FUNNEL WITH LID, GASKET AND SCREW CAP FITS NALGENE CONTAINERS WITH A 70MM NECK SIZE 11" STEM ALSO REDUCES CHEMICAL EVAPORATION OF HAZARDOUS SOLVENTS. |  | 0.8 | 0.8 | 0.8 | 1.0003 | CF | EA |  |  |  | 8 | 540 16 | US | 1 |  | 0 | STND | 30 | AF | IN | IN | IN | LN | WD | HT | P |  |  | O | O | O | O
GS-07F-238AA | EF-3009 | CP LAB SAFETY | 8" ECO FUNNEL, 100MM | EF-3009 | 8" ECO FUNNEL, 100MM CAP ADAPTER | THE ECO FUNNEL IS THE ULTIMATE LAB SAFETY PRODUCT FOR COLLECTION OF HAZARDOUS LIQUID WASTE. ITS UNIQUE, PATENTED DESIGN PERFORMS TWO FUNCTIONS, ACTING AS BOTH A SEALED WASTE CONTAINER AND A SOLVENT FUNNEL. | THE 8 ECO FUNNEL IS HDPE AND HAS A 2000 ML FLUID CAPACITY. FEATURES A LID, EASY USE LID, GASKET, AND POSITIVE LATCH TO CLOSE LID AND MAINTAIN AN AIR-TIGHT SEAL. A FILTER IS ALSO BUILT INTO THE INTERIOR TO REDUCE THE LOSS OF STIR STICKS. | AN 11 STEM ALSO REDUCES CHEMICAL EVAPORATION OF HAZARDOUS SOLVENTS IN THE LAB.8"WIDE FUNNEL WITH LID, GASKET AND SCREW CAP FITS NALGENE CONTAINERS WITH A 70MM NECK SIZE 11" STEM ALSO REDUCES CHEMICAL EVAPORATION OF HAZARDOUS SOLVENTS. |  | 2.4 | 2.4 | 2.4 | 1.008 | CF | EA |  |  |  | 6 | 540 16 | US | 1 |  | 0 | STND | 30 | AF | IN | IN | IN | LN | WD | HT | P |  |  | O | O | O | O
GS-07F-238AA | EF-3009C-SYS | CP LAB SAFETY | 8" ECO FUNNEL 9 LITER. SYSTEM 100MM | EF-3009C-SYS | 8" ECO FUNNEL SYSTEM 9 LITER CAP SIZE 100MM | THE ECO FUNNEL IS THE ULTIMATE LAB SAFETY PRODUCT FOR COLLECTION OF HAZARDOUS LIQUID WASTE. ITS UNIQUE, PATENTED DESIGN PERFORMS TWO FUNCTIONS, ACTING AS BOTH A SEALED WASTE CONTAINER AND A SOLVENT FUNNEL. | THE 8 ECO FUNNEL IS HDPE AND HAS A 2000 ML FLUID CAPACITY. FEATURES A LID, EASY USE LID, GASKET, AND POSITIVE LATCH TO CLOSE LID AND MAINTAIN AN AIR-TIGHT SEAL. A FILTER IS ALSO BUILT INTO THE INTERIOR TO REDUCE THE LOSS OF STIR STICKS. | AN 11 STEM ALSO REDUCES CHEMICAL EVAPORATION OF HAZARDOUS SOLVENTS IN THE LAB.8"WIDE FUNNEL WITH LID, GASKET AND SCREW CAP FITS NALGENE CONTAINERS WITH A 70MM NECK SIZE 11" STEM ALSO REDUCES CHEMICAL EVAPORATION OF HAZARDOUS SOLVENTS. |  | 1.7 | 1.7 | 1.7 | 1.0029 | CF | EA |  |  |  | 4.1 | 540 16 | US | 1 |  | 0 | STND | 30 | AF | IN | IN | IN | LN | WD | HT | P |  |  | O | O | O | O
GS-07F-238AA | EF-3009-SYS | CP LAB SAFETY | 8" ECO FUNNEL 9L SYSTEM 100MM SC | EF-3009-SYS | 8" ECO FUNNEL SYSTEM 9 LITER CAP SIZE 100MM | THE ECO FUNNEL IS THE ULTIMATE LAB SAFETY PRODUCT FOR COLLECTION OF HAZARDOUS LIQUID WASTE. ITS UNIQUE, PATENTED DESIGN PERFORMS TWO FUNCTIONS, ACTING AS BOTH A SEALED WASTE CONTAINER AND A SOLVENT FUNNEL. | THE 8 ECO FUNNEL IS HDPE AND HAS A 2000 ML FLUID CAPACITY. FEATURES A LID, EASY USE LID, GASKET, AND POSITIVE LATCH TO CLOSE LID AND MAINTAIN AN AIR-TIGHT SEAL. A FILTER IS ALSO BUILT INTO THE INTERIOR TO REDUCE THE LOSS OF STIR STICKS. | AN 11 STEM ALSO REDUCES CHEMICAL EVAPORATION OF HAZARDOUS SOLVENTS IN THE LAB.8"WIDE FUNNEL WITH LID, GASKET AND SCREW CAP FITS NALGENE CONTAINERS WITH A 70MM NECK SIZE 11" STEM ALSO REDUCES CHEMICAL EVAPORATION OF HAZARDOUS SOLVENTS. |  | 0.8 | 0.8 | 0.8 | 1.0003 | CF | EA |  |  |  | 3.6 | 540 16 | US | 1 |  | 0 | STND | 30 | AF | IN | IN | IN | LN | WD | HT | P |  |  | O | O | O | O
GS-07F-238AA | EF-4-30020 | CP LAB SAFETY | 4" ECO FUNNEL, 70MM | EF-4-30020 | 4" ECO FUNNEL, 70MM CAP ADAPTER | THE ECO FUNNEL IS THE ULTIMATE LAB SAFETY PRODUCT FOR COLLECTION OF HAZARDOUS LIQUID WASTE. ITS UNIQUE, PATENTED DESIGN PERFORMS TWO FUNCTIONS, ACTING AS BOTH A SEALED WASTE CONTAINER AND A SOLVENT FUNNEL. | THE 4 ECO FUNNEL IS HDPE AND HAS A 450 ML FLUID CAPACITY. FEATURES A LID, EASY USE LID, GASKET, AND POSITIVE LATCH TO CLOSE LID AND MAINTAIN AN AIR-TIGHT SEAL. A FILTER IS ALSO BUILT INTO THE INTERIOR TO REDUCE THE LOSS OF STIR STICKS. | 4" WIDE FUNNEL WITH LID, GASKET AND SCREW CAP FITS NALGENE CONTAINERS WITH A 70MM NECK SIZE 11" STEM ALSO REDUCES CHEMICAL EVAPORATION OF HAZARDOUS SOLVENTS IN THE LABFUNNEL TOP WITHOUT THE STEM MEASURES 5"WX7"L |  | 3.3 | 3.3 | 3.3 | 0.0204 | CF | EA |  |  |  | 4 | 540 16 | US | 1 |  | 0 | STND | 30 | AF | IN | IN | IN | LN | WD | HT | P |  |  | O | O | O | O
GS-07F-238AA | EF-4-30020C-SYS | CP LAB SAFETY | 4" ECO FUNNEL 20L SYSTEM, 70MM SC | EF-4-30020C-SYS | 4" ECO FUNNEL SYSTEM 20 LITER, SECONDARY CONTAINER CAP SIZE 70MM | THE ECO FUNNEL IS THE ULTIMATE LAB SAFETY PRODUCT FOR COLLECTION OF HAZARDOUS LIQUID WASTE. ITS UNIQUE, PATENTED DESIGN PERFORMS TWO FUNCTIONS, ACTING AS BOTH A SEALED WASTE CONTAINER AND A SOLVENT FUNNEL. | THE 4 ECO FUNNEL IS HDPE AND HAS A 450 ML FLUID CAPACITY. FEATURES A LID, EASY USE LID, GASKET, AND POSITIVE LATCH TO CLOSE LID AND MAINTAIN AN AIR-TIGHT SEAL. A FILTER IS ALSO BUILT INTO THE INTERIOR TO REDUCE THE LOSS OF STIR STICKS. | 4" WIDE FUNNEL WITH LID, GASKET AND SCREW CAP FITS NALGENE CONTAINERS WITH A 70MM NECK SIZE 11" STEM ALSO REDUCES CHEMICAL EVAPORATION OF HAZARDOUS SOLVENTS IN THE LABFUNNEL TOP WITHOUT THE STEM MEASURES 5"WX7"L |  | 5.8 | 5.8 | 5.8 | 0.1129 | CF | EA |  |  |  | 7.9 | 540 16 | US | 1 |  | 0 | STND | 30 | AF | IN | IN | IN | LN | WD | HT | P |  |  | O | O | O | O
GS-07F-238AA | EF-4-30020-SYS | CP LAB SAFETY | 4" ECO FUNNEL 20L SYSTEM 70MM | EF-4-30020-SYS | 4" ECO FUNNEL SYSTEM 20 LITER CAP SIZE 70MM | THE ECO FUNNEL IS THE ULTIMATE LAB SAFETY PRODUCT FOR COLLECTION OF HAZARDOUS LIQUID WASTE. ITS UNIQUE, PATENTED DESIGN PERFORMS TWO FUNCTIONS, ACTING AS BOTH A SEALED WASTE CONTAINER AND A SOLVENT FUNNEL. | THE 4 ECO FUNNEL IS HDPE AND HAS A 450 ML FLUID CAPACITY. FEATURES A LID, EASY USE LID, GASKET, AND POSITIVE LATCH TO CLOSE LID AND MAINTAIN AN AIR-TIGHT SEAL. A FILTER IS ALSO BUILT INTO THE INTERIOR TO REDUCE THE LOSS OF STIR STICKS. | 4" WIDE FUNNEL WITH LID, GASKET AND SCREW CAP FITS NALGENE CONTAINERS WITH A 70MM NECK SIZE 11" STEM ALSO REDUCES CHEMICAL EVAPORATION OF HAZARDOUS SOLVENTS IN THE LABFUNNEL TOP WITHOUT THE STEM MEASURES 5"WX7"L |  | 5.8 | 5.8 | 5.8 | 0.1129 | CF | EA |  |  |  | 5.2 | 540 16 | US | 1 |  | 0 | STND | 30 | AF | IN | IN | IN | LN | WD | HT | P |  |  | O | O | O | O
GS-07F-238AA | EF-4-3009 | CP LAB SAFETY | 4" ECO FUNNEL, 100MM | EF-4-3009 | 4" ECO FUNNEL, 100MM CAP ADAPTER | THE ECO FUNNEL IS THE ULTIMATE LAB SAFETY PRODUCT FOR COLLECTION OF HAZARDOUS LIQUID WASTE. ITS UNIQUE, PATENTED DESIGN PERFORMS TWO FUNCTIONS, ACTING AS BOTH A SEALED WASTE CONTAINER AND A SOLVENT FUNNEL. | THE 4 ECO FUNNEL IS HDPE AND HAS A 450 ML FLUID CAPACITY. FEATURES A LID, EASY USE LID, GASKET, AND POSITIVE LATCH TO CLOSE LID AND MAINTAIN AN AIR-TIGHT SEAL. A FILTER IS ALSO BUILT INTO THE INTERIOR TO REDUCE THE LOSS OF STIR STICKS. | 4" WIDE FUNNEL WITH LID, GASKET AND SCREW CAP FITS NALGENE CONTAINERS WITH A 70MM NECK SIZE 11" STEM ALSO REDUCES CHEMICAL EVAPORATION OF HAZARDOUS SOLVENTS IN THE LABFUNNEL TOP WITHOUT THE STEM MEASURES 5"WX7"L |  | 7 | 7 | 7 | 0.1951 | CF | EA |  |  |  | 4 | 540 16 | US | 1 |  | 0 | STND | 30 | AF | IN | IN | IN | LN | WD | HT | P |  |  | O | O | O | O
GS-07F-238AA | EF-4-3009C-SYS | CP LAB SAFETY | 4" ECO FUNNEL 9L SYSTEM 100MM SC | EF-4-3009C-SYS | 4" ECO FUNNEL SYSTEM 9 LITER CAP SIZE 100MM, SECONDARY CONTAINER | THE ECO FUNNEL IS THE ULTIMATE LAB SAFETY PRODUCT FOR COLLECTION OF HAZARDOUS LIQUID WASTE. ITS UNIQUE, PATENTED DESIGN PERFORMS TWO FUNCTIONS, ACTING AS BOTH A SEALED WASTE CONTAINER AND A SOLVENT FUNNEL. | THE 4 ECO FUNNEL IS HDPE AND HAS A 450 ML FLUID CAPACITY. FEATURES A LID, EASY USE LID, GASKET, AND POSITIVE LATCH TO CLOSE LID AND MAINTAIN AN AIR-TIGHT SEAL. A FILTER IS ALSO BUILT INTO THE INTERIOR TO REDUCE THE LOSS OF STIR STICKS. | 4" WIDE FUNNEL WITH LID, GASKET AND SCREW CAP FITS NALGENE CONTAINERS WITH A 70MM NECK SIZE 11" STEM ALSO REDUCES CHEMICAL EVAPORATION OF HAZARDOUS SOLVENTS IN THE LABFUNNEL TOP WITHOUT THE STEM MEASURES 5"WX7"L |  | 9.6 | 9.6 | 9.6 | 0.5056 | CF | EA |  |  |  | 4.2 | 540 16 | US | 1 |  | 0 | STND | 30 | AF | IN | IN | IN | LN | WD | HT | P |  |  | O | O | O | O
GS-07F-238AA | EF-4-3009-SYS | CP LAB SAFETY | 4" ECO FUNNEL 9L SYSTEM 100MM SC | EF-4-3009-SYS | 4" ECO FUNNEL SYSTEM 9 LITER CAP SIZE 100MM | THE ECO FUNNEL IS THE ULTIMATE LAB SAFETY PRODUCT FOR COLLECTION OF HAZARDOUS LIQUID WASTE. ITS UNIQUE, PATENTED DESIGN PERFORMS TWO FUNCTIONS, ACTING AS BOTH A SEALED WASTE CONTAINER AND A SOLVENT FUNNEL. | THE 4 ECO FUNNEL IS HDPE AND HAS A 450 ML FLUID CAPACITY. FEATURES A LID, EASY USE LID, GASKET, AND POSITIVE LATCH TO CLOSE LID AND MAINTAIN AN AIR-TIGHT SEAL. A FILTER IS ALSO BUILT INTO THE INTERIOR TO REDUCE THE LOSS OF STIR STICKS. | 4" WIDE FUNNEL WITH LID, GASKET AND SCREW CAP FITS NALGENE CONTAINERS WITH A 70MM NECK SIZE 11" STEM ALSO REDUCES CHEMICAL EVAPORATION OF HAZARDOUS SOLVENTS IN THE LABFUNNEL TOP WITHOUT THE STEM MEASURES 5"WX7"L |  | 9.6 | 9.6 | 9.6 | 0.5056 | CF | EA |  |  |  | 2.9 | 540 16 | US | 1 |  | 0 | STND | 30 | AF | IN | IN | IN | LN | WD | HT | P |  |  | O | O | O | O
GS-07F-238AA | EF-4-38 | CP LAB SAFETY | 4" ECO FUNNEL, 38-430MM | EF-4-38 | 4" ECO FUNNEL, 38-430MM CAP ADAPTER | THE ECO FUNNEL IS THE ULTIMATE LAB SAFETY PRODUCT FOR COLLECTION OF HAZARDOUS LIQUID WASTE. ITS UNIQUE, PATENTED DESIGN PERFORMS TWO FUNCTIONS, ACTING AS BOTH A SEALED WASTE CONTAINER AND A SOLVENT FUNNEL. | THE 4 ECO FUNNEL IS HDPE AND HAS A 450 ML FLUID CAPACITY. FEATURES A LID, EASY USE LID, GASKET, AND POSITIVE LATCH TO CLOSE LID AND MAINTAIN AN AIR-TIGHT SEAL. A FILTER IS ALSO BUILT INTO THE INTERIOR TO REDUCE THE LOSS OF STIR STICKS. | 4" WIDE FUNNEL WITH LID, GASKET AND SCREW CAP FITS NALGENE CONTAINERS WITH A 70MM NECK SIZE 11" STEM ALSO REDUCES CHEMICAL EVAPORATION OF HAZARDOUS SOLVENTS IN THE LABFUNNEL TOP WITHOUT THE STEM MEASURES 5"WX7"L |  | 18.4 | 18.4 | 18.4 | 3.5816 | CF | EA |  |  |  | 4 | 540 16 | US | 1 |  | 0 | STND | 30 | AF | IN | IN | IN | LN | WD | HT | P |  |  | O | O | O | O
GS-07F-238AA | EF-4-38-62-SYS | CP LAB SAFETY | 4" ECO FUNNEL 2 GAL JUSTRITE QD SYS, PP | EF-4-38-62-SYS | 4" ECO FUNNEL SYSTEM 2 GALLON JUSTRITE SAFETY CAN WITH PP QUICK DISCONNECT | MINIMIZE EMISSIONS FROM JUSTRITE OPEN WASTE CONTAINERS BY EQUIPPING THEM WITH A SAFETY ECO FUNNEL. DURABLE HDPE FUNNEL ON TOP OF A JUSTRITE SAFETY CAN PROVIDES A WIDER, STRATEGICALLY PLACED OPENING AT THE FUNNEL TOP, WHICH FACILITATES POURING. | ONCE THE ECO FUNNEL LID IS CLOSED IT WILL REDUCE EVAPORATION OF HAZARDOUS LIQUIDS. JUSTRITE CONTAINERS ARE FM APPROVED AND EQUIPPED WITH A FLAME ARRESTOR THAT IS NOT INHIBITED BY HAVING THE ECO FUNNEL ATTACHED. |  |  | 3.3 | 3.3 | 3.3 | 0.0204 | CF | EA |  |  |  | 9.2 | 540 16 | US | 1 |  | 0 | STND | 30 | AF | IN | IN | IN | LN | WD | HT | P |  |  | O | O | O | O
GS-07F-238AA | EF-4-38-65-SYS | CP LAB SAFETY | 4" ECO FUNNEL 5 GAL JUSTRITE QD SYS, PP | EF-4-38-65-SYS | 4" ECO FUNNEL SYSTEM 5 GALLON JUSTRITE SAFETY CAN WITH PP QUICK DISCONNECT | MINIMIZE EMISSIONS FROM JUSTRITE OPEN WASTE CONTAINERS BY EQUIPPING THEM WITH A SAFETY ECO FUNNEL. DURABLE HDPE FUNNEL ON TOP OF A JUSTRITE SAFETY CAN PROVIDES A WIDER, STRATEGICALLY PLACED OPENING AT THE FUNNEL TOP, WHICH FACILITATES POURING. | ONCE THE ECO FUNNEL LID IS CLOSED IT WILL REDUCE EVAPORATION OF HAZARDOUS LIQUIDS. JUSTRITE CONTAINERS ARE FM APPROVED AND EQUIPPED WITH A FLAME ARRESTOR THAT IS NOT INHIBITED BY HAVING THE ECO FUNNEL ATTACHED. |  |  | 3.3 | 3.3 | 3.3 | 0.0204 | CF | EA |  |  |  | 8.4 | 540 16 | US | 1 |  | 0 | STND | 30 | AF | IN | IN | IN | LN | WD | HT | P |  |  | O | O | O | O
GS-07F-238AA | EF-4-38-82-SYS | CP LAB SAFETY | 4" ECO FUNNEL 2 GAL JUSTRITE QD SYS, SS | EF-4-38-82-SYS | 4" ECO FUNNEL SYSTEM 2 GALLON JUSTRITE SAFETY CAN WITH STAINLESS STEEL QUICK DISCONNECT | MINIMIZE EMISSIONS FROM JUSTRITE OPEN WASTE CONTAINERS BY EQUIPPING THEM WITH A SAFETY ECO FUNNEL. DURABLE HDPE FUNNEL ON TOP OF A JUSTRITE SAFETY CAN PROVIDES A WIDER, STRATEGICALLY PLACED OPENING AT THE FUNNEL TOP, WHICH FACILITATES POURING. | ONCE THE ECO FUNNEL LID IS CLOSED IT WILL REDUCE EVAPORATION OF HAZARDOUS LIQUIDS. JUSTRITE CONTAINERS ARE FM APPROVED AND EQUIPPED WITH A FLAME ARRESTOR THAT IS NOT INHIBITED BY HAVING THE ECO FUNNEL ATTACHED. |  |  | 5.8 | 5.8 | 5.8 | 0.1129 | CF | EA |  |  |  | 9.4 | 540 16 | US | 1 |  | 0 | STND | 30 | AF | IN | IN | IN | LN | WD | HT | P |  |  | O | O | O | O
GS-07F-238AA | EF-4-38-85-SYS | CP LAB SAFETY | 4" ECO FUNNEL 5 GAL JUSTRITE QD SYS, SS | EF-4-38-85-SYS | 4" ECO FUNNEL SYSTEM 5 GALLON JUSTRITE SAFETY CAN WITH STAINLESS STEEL QUICK DISCONNECT | MINIMIZE EMISSIONS FROM JUSTRITE OPEN WASTE CONTAINERS BY EQUIPPING THEM WITH A SAFETY ECO FUNNEL. DURABLE HDPE FUNNEL ON TOP OF A JUSTRITE SAFETY CAN PROVIDES A WIDER, STRATEGICALLY PLACED OPENING AT THE FUNNEL TOP, WHICH FACILITATES POURING. | ONCE THE ECO FUNNEL LID IS CLOSED IT WILL REDUCE EVAPORATION OF HAZARDOUS LIQUIDS. JUSTRITE CONTAINERS ARE FM APPROVED AND EQUIPPED WITH A FLAME ARRESTOR THAT IS NOT INHIBITED BY HAVING THE ECO FUNNEL ATTACHED. |  |  | 5.8 | 5.8 | 5.8 | 0.1129 | CF | EA |  |  |  | 8.2 | 540 16 | US | 1 |  | 0 | STND | 30 | AF | IN | IN | IN | LN | WD | HT | P |  |  | O | O | O | O
GS-07F-238AA | EF-4-38B-SYS | CP LAB SAFETY | 4" ECO FUNNEL 2L SYSTEM 38-430 | EF-4-38B-SYS | 4" ECO FUNNEL SYSTEM 2 LITER CAP SIZE 38-430, BASE | THE ECO FUNNEL IS THE ULTIMATE LAB SAFETY PRODUCT FOR COLLECTION OF HAZARDOUS LIQUID WASTE. ITS UNIQUE, PATENTED DESIGN PERFORMS TWO FUNCTIONS, ACTING AS BOTH A SEALED WASTE CONTAINER AND A SOLVENT FUNNEL. | THE 4 ECO FUNNEL IS HDPE AND HAS A 450 ML FLUID CAPACITY. FEATURES A LID, EASY USE LID, GASKET, AND POSITIVE LATCH TO CLOSE LID AND MAINTAIN AN AIR-TIGHT SEAL. A FILTER IS ALSO BUILT INTO THE INTERIOR TO REDUCE THE LOSS OF STIR STICKS. | 4" WIDE FUNNEL WITH LID, GASKET AND SCREW CAP FITS NALGENE CONTAINERS WITH A 70MM NECK SIZE 11" STEM ALSO REDUCES CHEMICAL EVAPORATION OF HAZARDOUS SOLVENTS IN THE LABFUNNEL TOP WITHOUT THE STEM MEASURES 5"WX7"L |  | 32 | 52 | 18 | 17.3333 | CF | EA |  |  |  | 6 | 540 16 | US | 1 |  | 0 | STND | 30 | AF | IN | IN | IN | LN | WD | HT | P |  |  | O | O | O | O
GS-07F-238AA | EF-4-38GL-SYS | CP LAB SAFETY | 4" ECO FUNNEL 4L SYSTEM GLASS 38-430 | EF-4-38GL-SYS | 4" ECO FUNNEL SYSTEM 4 LITER GLASS BOTTLE AND BASE | THE ECO FUNNEL IS THE ULTIMATE LAB SAFETY PRODUCT FOR COLLECTION OF HAZARDOUS LIQUID WASTE. ITS UNIQUE, PATENTED DESIGN PERFORMS TWO FUNCTIONS, ACTING AS BOTH A SEALED WASTE CONTAINER AND A SOLVENT FUNNEL. | THE 4 ECO FUNNEL IS HDPE AND HAS A 450 ML FLUID CAPACITY. FEATURES A LID, EASY USE LID, GASKET, AND POSITIVE LATCH TO CLOSE LID AND MAINTAIN AN AIR-TIGHT SEAL. A FILTER IS ALSO BUILT INTO THE INTERIOR TO REDUCE THE LOSS OF STIR STICKS. | 4" WIDE FUNNEL WITH LID, GASKET AND SCREW CAP FITS NALGENE CONTAINERS WITH A 70MM NECK SIZE 11" STEM ALSO REDUCES CHEMICAL EVAPORATION OF HAZARDOUS SOLVENTS IN THE LABFUNNEL TOP WITHOUT THE STEM MEASURES 5"WX7"L |  | 61 | 52 | 18 | 33.0417 | CF | EA |  |  |  | 15 | 540 16 | US | 1 |  | 0 | STND | 30 | AF | IN | IN | IN | LN | WD | HT | P |  |  | O | O | O | O
GS-07F-238AA | EF-4-38-SYS | CP LAB SAFETY | 4" ECO FUNNEL 4L SYSTEM 38-430 | EF-4-38-SYS | 4" ECO FUNNEL SYSTEM 4 LITER CAP SIZE 38-430, BASE | THE ECO FUNNEL IS THE ULTIMATE LAB SAFETY PRODUCT FOR COLLECTION OF HAZARDOUS LIQUID WASTE. ITS UNIQUE, PATENTED DESIGN PERFORMS TWO FUNCTIONS, ACTING AS BOTH A SEALED WASTE CONTAINER AND A SOLVENT FUNNEL. | THE 4 ECO FUNNEL IS HDPE AND HAS A 450 ML FLUID CAPACITY. FEATURES A LID, EASY USE LID, GASKET, AND POSITIVE LATCH TO CLOSE LID AND MAINTAIN AN AIR-TIGHT SEAL. A FILTER IS ALSO BUILT INTO THE INTERIOR TO REDUCE THE LOSS OF STIR STICKS. | 4" WIDE FUNNEL WITH LID, GASKET AND SCREW CAP FITS NALGENE CONTAINERS WITH A 70MM NECK SIZE 11" STEM ALSO REDUCES CHEMICAL EVAPORATION OF HAZARDOUS SOLVENTS IN THE LABFUNNEL TOP WITHOUT THE STEM MEASURES 5"WX7"L |  | 31 | 52 | 48 | 44.7778 | CF | EA |  |  |  | 2.9 | 540 16 | US | 1 |  | 0 | STND | 30 | AF | IN | IN | IN | LN | WD | HT | P |  |  | O | O | O | O
GS-07F-238AA | EF-4-53B | CP LAB SAFETY | 4" ECO FUNNEL, 53MM | EF-4-53B | 4" ECO FUNNEL, 53MM CAP ADAPTER | THE ECO FUNNEL IS THE ULTIMATE LAB SAFETY PRODUCT FOR COLLECTION OF HAZARDOUS LIQUID WASTE. ITS UNIQUE, PATENTED DESIGN PERFORMS TWO FUNCTIONS, ACTING AS BOTH A SEALED WASTE CONTAINER AND A SOLVENT FUNNEL. | THE 4 ECO FUNNEL IS HDPE AND HAS A 450 ML FLUID CAPACITY. FEATURES A LID, EASY USE LID, GASKET, AND POSITIVE LATCH TO CLOSE LID AND MAINTAIN AN AIR-TIGHT SEAL. A FILTER IS ALSO BUILT INTO THE INTERIOR TO REDUCE THE LOSS OF STIR STICKS. | 4" WIDE FUNNEL WITH LID, GASKET AND SCREW CAP FITS NALGENE CONTAINERS WITH A 70MM NECK SIZE 11" STEM ALSO REDUCES CHEMICAL EVAPORATION OF HAZARDOUS SOLVENTS IN THE LABFUNNEL TOP WITHOUT THE STEM MEASURES 5"WX7"L |  | 54 | 34 | 14 | 14.875 | CF | EA |  |  |  | 4 | 540 16 | US | 1 |  | 0 | STND | 30 | AF | IN | IN | IN | LN | WD | HT | P |  |  | O | O | O | O
GS-07F-238AA | EF-4-53B-SYS | CP LAB SAFETY | 4" ECO FUNNEL 2L SYSTEM 53MM | EF-4-53B-SYS | 4" ECO FUNNEL SYSTEM 2 LITER CAP SIZE 53MM, BASE | THE ECO FUNNEL IS THE ULTIMATE LAB SAFETY PRODUCT FOR COLLECTION OF HAZARDOUS LIQUID WASTE. ITS UNIQUE, PATENTED DESIGN PERFORMS TWO FUNCTIONS, ACTING AS BOTH A SEALED WASTE CONTAINER AND A SOLVENT FUNNEL. | THE 4 ECO FUNNEL IS HDPE AND HAS A 450 ML FLUID CAPACITY. FEATURES A LID, EASY USE LID, GASKET, AND POSITIVE LATCH TO CLOSE LID AND MAINTAIN AN AIR-TIGHT SEAL. A FILTER IS ALSO BUILT INTO THE INTERIOR TO REDUCE THE LOSS OF STIR STICKS. | 4" WIDE FUNNEL WITH LID, GASKET AND SCREW CAP FITS NALGENE CONTAINERS WITH A 70MM NECK SIZE 11" STEM ALSO REDUCES CHEMICAL EVAPORATION OF HAZARDOUS SOLVENTS IN THE LABFUNNEL TOP WITHOUT THE STEM MEASURES 5"WX7"L |  | 54 | 50 | 10 | 15.625 | CF | EA |  |  |  | 2.3 | 540 16 | US | 1 |  | 0 | STND | 30 | AF | IN | IN | IN | LN | WD | HT | P |  |  | O | O | O | O
GS-07F-238AA | EF-4-63B | CP LAB SAFETY | 4" ECO FUNNEL, 63MM | EF-4-63B | 4" ECO FUNNEL, 63MM CAP ADAPTER | THE ECO FUNNEL IS THE ULTIMATE LAB SAFETY PRODUCT FOR COLLECTION OF HAZARDOUS LIQUID WASTE. ITS UNIQUE, PATENTED DESIGN PERFORMS TWO FUNCTIONS, ACTING AS BOTH A SEALED WASTE CONTAINER AND A SOLVENT FUNNEL. | THE 4 ECO FUNNEL IS HDPE AND HAS A 450 ML FLUID CAPACITY. FEATURES A LID, EASY USE LID, GASKET, AND POSITIVE LATCH TO CLOSE LID AND MAINTAIN AN AIR-TIGHT SEAL. A FILTER IS ALSO BUILT INTO THE INTERIOR TO REDUCE THE LOSS OF STIR STICKS. | 4" WIDE FUNNEL WITH LID, GASKET AND SCREW CAP FITS NALGENE CONTAINERS WITH A 70MM NECK SIZE 11" STEM ALSO REDUCES CHEMICAL EVAPORATION OF HAZARDOUS SOLVENTS IN THE LABFUNNEL TOP WITHOUT THE STEM MEASURES 5"WX7"L |  | 107 | 34 | 10 | 21.0532 | CF | EA |  |  |  | 4 | 540 16 | US | 1 |  | 0 | STND | 30 | AF | IN | IN | IN | LN | WD | HT | P |  |  | O | O | O | O
GS-07F-238AA | EF-4-63B-SYS | CP LAB SAFETY | 4" ECO FUNNEL 2.5 GAL SYSTEM 63MM | EF-4-63B-SYS | 4" ECO FUNNEL SYSTEM 2.5 GALLON CAP SIZE 63MM | THE ECO FUNNEL IS THE ULTIMATE LAB SAFETY PRODUCT FOR COLLECTION OF HAZARDOUS LIQUID WASTE. ITS UNIQUE, PATENTED DESIGN PERFORMS TWO FUNCTIONS, ACTING AS BOTH A SEALED WASTE CONTAINER AND A SOLVENT FUNNEL. | THE 4 ECO FUNNEL IS HDPE AND HAS A 450 ML FLUID CAPACITY. FEATURES A LID, EASY USE LID, GASKET, AND POSITIVE LATCH TO CLOSE LID AND MAINTAIN AN AIR-TIGHT SEAL. A FILTER IS ALSO BUILT INTO THE INTERIOR TO REDUCE THE LOSS OF STIR STICKS. | 4" WIDE FUNNEL WITH LID, GASKET AND SCREW CAP FITS NALGENE CONTAINERS WITH A 70MM NECK SIZE 11" STEM ALSO REDUCES CHEMICAL EVAPORATION OF HAZARDOUS SOLVENTS IN THE LABFUNNEL TOP WITHOUT THE STEM MEASURES 5"WX7"L |  | 107 | 50 | 10 | 30.9606 | CF | EA |  |  |  | 1.7 | 540 16 | US | 1 |  | 0 | STND | 30 | AF | IN | IN | IN | LN | WD | HT | P |  |  | O | O | O | O
GS-07F-238AA | EF-4-63C-SYS | CP LAB SAFETY | 4" ECO FUNNEL 2.5 GAL SYSTEM, 63MM SC | EF-4-63C-SYS | 4" ECO FUNNEL SYSTEM 2.5 GALLON , SECONDARY CONTAINER CAP SIZE 63MM | THE ECO FUNNEL IS THE ULTIMATE LAB SAFETY PRODUCT FOR COLLECTION OF HAZARDOUS LIQUID WASTE. ITS UNIQUE, PATENTED DESIGN PERFORMS TWO FUNCTIONS, ACTING AS BOTH A SEALED WASTE CONTAINER AND A SOLVENT FUNNEL. | THE 4 ECO FUNNEL IS HDPE AND HAS A 450 ML FLUID CAPACITY. FEATURES A LID, EASY USE LID, GASKET, AND POSITIVE LATCH TO CLOSE LID AND MAINTAIN AN AIR-TIGHT SEAL. A FILTER IS ALSO BUILT INTO THE INTERIOR TO REDUCE THE LOSS OF STIR STICKS. | 4" WIDE FUNNEL WITH LID, GASKET AND SCREW CAP FITS NALGENE CONTAINERS WITH A 70MM NECK SIZE 11" STEM ALSO REDUCES CHEMICAL EVAPORATION OF HAZARDOUS SOLVENTS IN THE LABFUNNEL TOP WITHOUT THE STEM MEASURES 5"WX7"L |  | 34 | 34 | 40 | 26.7593 | CF | EA |  |  |  | 2.1 | 540 16 | US | 1 |  | 0 | STND | 30 | AF | IN | IN | IN | LN | WD | HT | P |  |  | O | O | O | O
GS-07F-238AA | EF-4716-1P | CP LAB SAFETY | 8" ECO FUNNEL, 2" NPT FINE THREAD | EF-4716-1P | 8" ECO FUNNEL, 2" NPT FINE THREAD CAP ADAPTER | THE ECO FUNNEL IS THE ULTIMATE LAB SAFETY PRODUCT FOR COLLECTION OF HAZARDOUS LIQUID WASTE. ITS UNIQUE, PATENTED DESIGN PERFORMS TWO FUNCTIONS, ACTING AS BOTH A SEALED WASTE CONTAINER AND A SOLVENT FUNNEL. | THE 4 ECO FUNNEL IS HDPE AND HAS A 450 ML FLUID CAPACITY. FEATURES A LID, EASY USE LID, GASKET, AND POSITIVE LATCH TO CLOSE LID AND MAINTAIN AN AIR-TIGHT SEAL. A FILTER IS ALSO BUILT INTO THE INTERIOR TO REDUCE THE LOSS OF STIR STICKS. | 4" WIDE FUNNEL WITH LID, GASKET AND SCREW CAP FITS NALGENE CONTAINERS WITH A 70MM NECK SIZE 11" STEM ALSO REDUCES CHEMICAL EVAPORATION OF HAZARDOUS SOLVENTS IN THE LABFUNNEL TOP WITHOUT THE STEM MEASURES 5"WX7"L |  | 54 | 34 | 40 | 42.5 | CF | EA |  |  |  | 6 | 540 16 | US | 1 |  | 0 | STND | 30 | AF | IN | IN | IN | LN | WD | HT | P |  |  | O | O | O | O
GS-07F-238AA | EF-4716-1P-SYS | CP LAB SAFETY | 8" ECO FUNNEL 15 GAL DRUM SYSTEM | EF-4716-1P-SYS | 8" ECO FUNNEL SYSTEM 15 GALLON FINE THREAD | THE ECO FUNNEL IS THE ULTIMATE LAB SAFETY PRODUCT FOR COLLECTION OF HAZARDOUS LIQUID WASTE. ITS UNIQUE, PATENTED DESIGN PERFORMS TWO FUNCTIONS, ACTING AS BOTH A SEALED WASTE CONTAINER AND A SOLVENT FUNNEL. | THE 4 ECO FUNNEL IS HDPE AND HAS A 450 ML FLUID CAPACITY. FEATURES A LID, EASY USE LID, GASKET, AND POSITIVE LATCH TO CLOSE LID AND MAINTAIN AN AIR-TIGHT SEAL. A FILTER IS ALSO BUILT INTO THE INTERIOR TO REDUCE THE LOSS OF STIR STICKS. | 4" WIDE FUNNEL WITH LID, GASKET AND SCREW CAP FITS NALGENE CONTAINERS WITH A 70MM NECK SIZE 11" STEM ALSO REDUCES CHEMICAL EVAPORATION OF HAZARDOUS SOLVENTS IN THE LABFUNNEL TOP WITHOUT THE STEM MEASURES 5"WX7"L |  | 60 | 53 | 33 | 60.7292 | CF | EA |  |  |  | 9.8 | 540 16 | US | 1 |  | 0 | STND | 30 | AF | IN | IN | IN | LN | WD | HT | P |  |  | O | O | O | O
GS-07F-238AA | EF-4717-1C | CP LAB SAFETY | 8" ECO FUNNEL, 2" COARSE THREAD | EF-4717-1C | 8" ECO FUNNEL, 2" COARSE THREAD CAP ADAPTER | THE ECO FUNNEL IS THE ULTIMATE LAB SAFETY PRODUCT FOR COLLECTION OF HAZARDOUS LIQUID WASTE. ITS UNIQUE, PATENTED DESIGN PERFORMS TWO FUNCTIONS, ACTING AS BOTH A SEALED WASTE CONTAINER AND A SOLVENT FUNNEL. | THE 4 ECO FUNNEL IS HDPE AND HAS A 450 ML FLUID CAPACITY. FEATURES A LID, EASY USE LID, GASKET, AND POSITIVE LATCH TO CLOSE LID AND MAINTAIN AN AIR-TIGHT SEAL. A FILTER IS ALSO BUILT INTO THE INTERIOR TO REDUCE THE LOSS OF STIR STICKS. | 4" WIDE FUNNEL WITH LID, GASKET AND SCREW CAP FITS NALGENE CONTAINERS WITH A 70MM NECK SIZE 11" STEM ALSO REDUCES CHEMICAL EVAPORATION OF HAZARDOUS SOLVENTS IN THE LABFUNNEL TOP WITHOUT THE STEM MEASURES 5"WX7"L |  | 120 | 53 | 20 | 73.6111 | CF | EA |  |  |  | 6 | 540 16 | US | 1 |  | 0 | STND | 30 | AF | IN | IN | IN | LN | WD | HT | P |  |  | O | O | O | O
GS-07F-238AA | EF-4717-1C-SYS | CP LAB SAFETY | 8" ECO FUNNEL 15 GAL DRUM SYSTEM | EF-4717-1C-SYS | 8" ECO FUNNEL SYSTEM 15 GALLON COARSE THREAD | THE ECO FUNNEL IS THE ULTIMATE LAB SAFETY PRODUCT FOR COLLECTION OF HAZARDOUS LIQUID WASTE. ITS UNIQUE, PATENTED DESIGN PERFORMS TWO FUNCTIONS, ACTING AS BOTH A SEALED WASTE CONTAINER AND A SOLVENT FUNNEL. | THE 4 ECO FUNNEL IS HDPE AND HAS A 450 ML FLUID CAPACITY. FEATURES A LID, EASY USE LID, GASKET, AND POSITIVE LATCH TO CLOSE LID AND MAINTAIN AN AIR-TIGHT SEAL. A FILTER IS ALSO BUILT INTO THE INTERIOR TO REDUCE THE LOSS OF STIR STICKS. | 4" WIDE FUNNEL WITH LID, GASKET AND SCREW CAP FITS NALGENE CONTAINERS WITH A 70MM NECK SIZE 11" STEM ALSO REDUCES CHEMICAL EVAPORATION OF HAZARDOUS SOLVENTS IN THE LABFUNNEL TOP WITHOUT THE STEM MEASURES 5"WX7"L |  | 73 | 54 | 40 | 91.25 | CF | EA |  |  |  | 9.8 | 540 16 | US | 1 |  | 0 | STND | 30 | AF | IN | IN | IN | LN | WD | HT | P |  |  | O | O | O | O
GS-07F-238AA | EF-4719-SYS | CP LAB SAFETY | 8" ECO FUNNEL 30 GAL DRUM SYSTEM | EF-4719-SYS | 8" ECO FUNNEL SYSTEM 30 GALLON DRUM | THE ECO FUNNEL IS THE ULTIMATE LAB SAFETY PRODUCT FOR COLLECTION OF HAZARDOUS LIQUID WASTE. ITS UNIQUE, PATENTED DESIGN PERFORMS TWO FUNCTIONS, ACTING AS BOTH A SEALED WASTE CONTAINER AND A SOLVENT FUNNEL. | THE 4 ECO FUNNEL IS HDPE AND HAS A 450 ML FLUID CAPACITY. FEATURES A LID, EASY USE LID, GASKET, AND POSITIVE LATCH TO CLOSE LID AND MAINTAIN AN AIR-TIGHT SEAL. A FILTER IS ALSO BUILT INTO THE INTERIOR TO REDUCE THE LOSS OF STIR STICKS. | 4" WIDE FUNNEL WITH LID, GASKET AND SCREW CAP FITS NALGENE CONTAINERS WITH A 70MM NECK SIZE 11" STEM ALSO REDUCES CHEMICAL EVAPORATION OF HAZARDOUS SOLVENTS IN THE LABFUNNEL TOP WITHOUT THE STEM MEASURES 5"WX7"L |  | 109 | 73 | 32 | 147.3519 | CF | EA |  |  |  | 15.3 | 540 16 | US | 1 |  | 0 | STND | 30 | AF | IN | IN | IN | LN | WD | HT | P |  |  | O | O | O | O
GS-07F-238AA | EF-4720-SYS | CP LAB SAFETY | 8" ECO FUNNEL 55 GAL DRUM SYSTEM | EF-4720-SYS | 8" ECO FUNNEL SYSTEM 55 GALLON | THE ECO FUNNEL IS THE ULTIMATE LAB SAFETY PRODUCT FOR COLLECTION OF HAZARDOUS LIQUID WASTE. ITS UNIQUE, PATENTED DESIGN PERFORMS TWO FUNCTIONS, ACTING AS BOTH A SEALED WASTE CONTAINER AND A SOLVENT FUNNEL. | THE 4 ECO FUNNEL IS HDPE AND HAS A 450 ML FLUID CAPACITY. FEATURES A LID, EASY USE LID, GASKET, AND POSITIVE LATCH TO CLOSE LID AND MAINTAIN AN AIR-TIGHT SEAL. A FILTER IS ALSO BUILT INTO THE INTERIOR TO REDUCE THE LOSS OF STIR STICKS. | 4" WIDE FUNNEL WITH LID, GASKET AND SCREW CAP FITS NALGENE CONTAINERS WITH A 70MM NECK SIZE 11" STEM ALSO REDUCES CHEMICAL EVAPORATION OF HAZARDOUS SOLVENTS IN THE LABFUNNEL TOP WITHOUT THE STEM MEASURES 5"WX7"L |  | 54 | 34 | 55 | 58.4375 | CF | EA |  |  |  | 26.3 | 540 16 | US | 1 |  | 0 | STND | 30 | AF | IN | IN | IN | LN | WD | HT | P |  |  | O | O | O | O
GS-07F-238AA | EF-4-83B | CP LAB SAFETY | 4" ECO FUNNEL, 83MM | EF-4-83B | 4" ECO FUNNEL, 83MM CAP ADAPTER | THE ECO FUNNEL IS THE ULTIMATE LAB SAFETY PRODUCT FOR COLLECTION OF HAZARDOUS LIQUID WASTE. ITS UNIQUE, PATENTED DESIGN PERFORMS TWO FUNCTIONS, ACTING AS BOTH A SEALED WASTE CONTAINER AND A SOLVENT FUNNEL. | THE 4 ECO FUNNEL IS HDPE AND HAS A 450 ML FLUID CAPACITY. FEATURES A LID, EASY USE LID, GASKET, AND POSITIVE LATCH TO CLOSE LID AND MAINTAIN AN AIR-TIGHT SEAL. A FILTER IS ALSO BUILT INTO THE INTERIOR TO REDUCE THE LOSS OF STIR STICKS. | 4" WIDE FUNNEL WITH LID, GASKET AND SCREW CAP FITS NALGENE CONTAINERS WITH A 70MM NECK SIZE 11" STEM ALSO REDUCES CHEMICAL EVAPORATION OF HAZARDOUS SOLVENTS IN THE LABFUNNEL TOP WITHOUT THE STEM MEASURES 5"WX7"L |  | 55 | 50 | 35 | 55.7002 | CF | EA |  |  |  | 4 | 540 16 | US | 1 |  | 0 | STND | 30 | AF | IN | IN | IN | LN | WD | HT | P |  |  | O | O | O | O
GS-07F-238AA | EF-4-83B-SYS | CP LAB SAFETY | 4" ECO FUNNEL 10L SYSTEM 83MM | EF-4-83B-SYS | 4" ECO FUNNEL SYSTEM 10 LITER CAP SIZE 83MM | THE ECO FUNNEL IS THE ULTIMATE LAB SAFETY PRODUCT FOR COLLECTION OF HAZARDOUS LIQUID WASTE. ITS UNIQUE, PATENTED DESIGN PERFORMS TWO FUNCTIONS, ACTING AS BOTH A SEALED WASTE CONTAINER AND A SOLVENT FUNNEL. | THE 4 ECO FUNNEL IS HDPE AND HAS A 450 ML FLUID CAPACITY. FEATURES A LID, EASY USE LID, GASKET, AND POSITIVE LATCH TO CLOSE LID AND MAINTAIN AN AIR-TIGHT SEAL. A FILTER IS ALSO BUILT INTO THE INTERIOR TO REDUCE THE LOSS OF STIR STICKS. | 4" WIDE FUNNEL WITH LID, GASKET AND SCREW CAP FITS NALGENE CONTAINERS WITH A 70MM NECK SIZE 11" STEM ALSO REDUCES CHEMICAL EVAPORATION OF HAZARDOUS SOLVENTS IN THE LABFUNNEL TOP WITHOUT THE STEM MEASURES 5"WX7"L |  | 31 | 31 | 25 | 13.9034 | CF | EA |  |  |  | 3.8 | 540 16 | US | 1 |  | 0 | STND | 30 | AF | IN | IN | IN | LN | WD | HT | P |  |  | O | O | O | O
GS-07F-238AA | EF-4-83C-SYS | CP LAB SAFETY | 4" ECO FUNNEL 10L SYSTEM 83MM | EF-4-83C-SYS | 4" ECO FUNNEL SYSTEM 10 LITER CAP SIZE 83MM, SECONDARY CONTAINER | THE ECO FUNNEL IS THE ULTIMATE LAB SAFETY PRODUCT FOR COLLECTION OF HAZARDOUS LIQUID WASTE. ITS UNIQUE, PATENTED DESIGN PERFORMS TWO FUNCTIONS, ACTING AS BOTH A SEALED WASTE CONTAINER AND A SOLVENT FUNNEL. | THE 4 ECO FUNNEL IS HDPE AND HAS A 450 ML FLUID CAPACITY. FEATURES A LID, EASY USE LID, GASKET, AND POSITIVE LATCH TO CLOSE LID AND MAINTAIN AN AIR-TIGHT SEAL. A FILTER IS ALSO BUILT INTO THE INTERIOR TO REDUCE THE LOSS OF STIR STICKS. | 4" WIDE FUNNEL WITH LID, GASKET AND SCREW CAP FITS NALGENE CONTAINERS WITH A 70MM NECK SIZE 11" STEM ALSO REDUCES CHEMICAL EVAPORATION OF HAZARDOUS SOLVENTS IN THE LABFUNNEL TOP WITHOUT THE STEM MEASURES 5"WX7"L |  | 55 | 50 | 35 | 55.7002 | CF | EA |  |  |  | 5.8 | 540 16 | US | 1 |  | 0 | STND | 30 | AF | IN | IN | IN | LN | WD | HT | P |  |  | O | O | O | O
GS-07F-238AA | EF-4-FS70 | CP LAB SAFETY | 4" ECO FUNNEL, 70MM | EF-4-FS70 | 4" ECO FUNNEL, 70MM CAP ADAPTER | THE ECO FUNNEL IS THE ULTIMATE LAB SAFETY PRODUCT FOR COLLECTION OF HAZARDOUS LIQUID WASTE. ITS UNIQUE, PATENTED DESIGN PERFORMS TWO FUNCTIONS, ACTING AS BOTH A SEALED WASTE CONTAINER AND A SOLVENT FUNNEL. | THE 4 ECO FUNNEL IS HDPE AND HAS A 450 ML FLUID CAPACITY. FEATURES A LID, EASY USE LID, GASKET, AND POSITIVE LATCH TO CLOSE LID AND MAINTAIN AN AIR-TIGHT SEAL. A FILTER IS ALSO BUILT INTO THE INTERIOR TO REDUCE THE LOSS OF STIR STICKS. | 4" WIDE FUNNEL WITH LID, GASKET AND SCREW CAP FITS NALGENE CONTAINERS WITH A 70MM NECK SIZE 11" STEM ALSO REDUCES CHEMICAL EVAPORATION OF HAZARDOUS SOLVENTS IN THE LABFUNNEL TOP WITHOUT THE STEM MEASURES 5"WX7"L |  | 110 | 50 | 35 | 111.4005 | CF | EA |  |  |  | 4 | 540 16 | US | 1 |  | 0 | STND | 30 | AF | IN | IN | IN | LN | WD | HT | P |  |  | O | O | O | O
GS-07F-238AA | EF-4-FS70C-SYS | CP LAB SAFETY | 4" ECO FUNNEL 5 GAL SYSTEM 70MM SC | EF-4-FS70C-SYS | 4" ECO FUNNEL SYSTEM 5 GALLON CAP SIZE 70MM, SECONDARY CONTAINER | THE ECO FUNNEL IS THE ULTIMATE LAB SAFETY PRODUCT FOR COLLECTION OF HAZARDOUS LIQUID WASTE. ITS UNIQUE, PATENTED DESIGN PERFORMS TWO FUNCTIONS, ACTING AS BOTH A SEALED WASTE CONTAINER AND A SOLVENT FUNNEL. | THE 4 ECO FUNNEL IS HDPE AND HAS A 450 ML FLUID CAPACITY. FEATURES A LID, EASY USE LID, GASKET, AND POSITIVE LATCH TO CLOSE LID AND MAINTAIN AN AIR-TIGHT SEAL. A FILTER IS ALSO BUILT INTO THE INTERIOR TO REDUCE THE LOSS OF STIR STICKS. | 4" WIDE FUNNEL WITH LID, GASKET AND SCREW CAP FITS NALGENE CONTAINERS WITH A 70MM NECK SIZE 11" STEM ALSO REDUCES CHEMICAL EVAPORATION OF HAZARDOUS SOLVENTS IN THE LABFUNNEL TOP WITHOUT THE STEM MEASURES 5"WX7"L |  | 33 | 33 | 82 | 51.6771 | CF | EA |  |  |  | 14 | 566 1 | US | 1 |  | 0 | STND | 30 | AF | IN | IN | IN | LN | WD | HT | P |  |  | O | O | O | O
GS-07F-238AA | EF-4-FS70-SYS | CP LAB SAFETY | 4" ECO FUNNEL 5 GAL SYSTEM 70MM SC | EF-4-FS70-SYS | 4" ECO FUNNEL SYSTEM 5 GALLON CAP SIZE 70MM | THE ECO FUNNEL IS THE ULTIMATE LAB SAFETY PRODUCT FOR COLLECTION OF HAZARDOUS LIQUID WASTE. ITS UNIQUE, PATENTED DESIGN PERFORMS TWO FUNCTIONS, ACTING AS BOTH A SEALED WASTE CONTAINER AND A SOLVENT FUNNEL. | THE 4 ECO FUNNEL IS HDPE AND HAS A 450 ML FLUID CAPACITY. FEATURES A LID, EASY USE LID, GASKET, AND POSITIVE LATCH TO CLOSE LID AND MAINTAIN AN AIR-TIGHT SEAL. A FILTER IS ALSO BUILT INTO THE INTERIOR TO REDUCE THE LOSS OF STIR STICKS. | 4" WIDE FUNNEL WITH LID, GASKET AND SCREW CAP FITS NALGENE CONTAINERS WITH A 70MM NECK SIZE 11" STEM ALSO REDUCES CHEMICAL EVAPORATION OF HAZARDOUS SOLVENTS IN THE LABFUNNEL TOP WITHOUT THE STEM MEASURES 5"WX7"L |  | 58 | 33 | 76 | 84.1806 | CF | EA |  |  |  | 14 | 566 2 | US | 1 |  | 0 | STND | 30 | AF | IN | IN | IN | LN | WD | HT | P |  |  | O | O | O | O
GS-07F-238AA | EF-4-JUSTRITE-B | CP LAB SAFETY | 4" ECO FUNNEL FOR JUSTRITE CAN | EF-4-JUSTRITE-B | 4" ECO FUNNEL FOR JUSTRITE SAFETY CANS | MINIMIZE EMISSIONS FROM JUSTRITE OPEN WASTE CONTAINERS BY EQUIPPING THEM WITH A SAFETY ECO FUNNEL. DURABLE HDPE FUNNEL ON TOP OF A JUSTRITE SAFETY CAN PROVIDES A WIDER, STRATEGICALLY PLACED OPENING AT THE FUNNEL TOP, WHICH FACILITATES POURING. | ONCE THE ECO FUNNEL LID IS CLOSED IT WILL REDUCE EVAPORATION OF HAZARDOUS LIQUIDS. JUSTRITE CONTAINERS ARE FM APPROVED AND EQUIPPED WITH A FLAME ARRESTOR THAT IS NOT INHIBITED BY HAVING THE ECO FUNNEL ATTACHED. |  |  | 58 | 58 | 73 | 142.1134 | CF | EA |  |  |  | 4 | 566 2 | US | 1 |  | 0 | STND | 30 | AF | IN | IN | IN | LN | WD | HT | P |  |  | O | O | O | O
GS-07F-238AA | EF-4-JUSTRITE-B2-SYS | CP LAB SAFETY | 4" ECO FUNNEL JUSTRITE 2 GAL CAN SC | EF-4-JUSTRITE-B2-SYS | 4" ECO FUNNEL SYSTEM, JUSTRITE 2 GALLONS AFETY CAN SECONDARY CONTAINER | MINIMIZE EMISSIONS FROM JUSTRITE OPEN WASTE CONTAINERS BY EQUIPPING THEM WITH A SAFETY ECO FUNNEL. DURABLE HDPE FUNNEL ON TOP OF A JUSTRITE SAFETY CAN PROVIDES A WIDER, STRATEGICALLY PLACED OPENING AT THE FUNNEL TOP, WHICH FACILITATES POURING. | ONCE THE ECO FUNNEL LID IS CLOSED IT WILL REDUCE EVAPORATION OF HAZARDOUS LIQUIDS. JUSTRITE CONTAINERS ARE FM APPROVED AND EQUIPPED WITH A FLAME ARRESTOR THAT IS NOT INHIBITED BY HAVING THE ECO FUNNEL ATTACHED. |  |  | 31 | 25 | 55 | 24.6672 | CF | EA |  |  |  | 7.9 | 566 2 | US | 1 |  | 0 | STND | 30 | AF | IN | IN | IN | LN | WD | HT | P |  |  | O | O | O | O
GS-07F-238AA | EF-8-83B | CP LAB SAFETY | 8" ECO FUNNEL, 83MM | EF-8-83B | 8" ECO FUNNEL, 83MM CAP ADAPTER | THE ECO FUNNEL IS THE ULTIMATE LAB SAFETY PRODUCT FOR COLLECTION OF HAZARDOUS LIQUID WASTE. ITS UNIQUE, PATENTED DESIGN PERFORMS TWO FUNCTIONS, ACTING AS BOTH A SEALED WASTE CONTAINER AND A SOLVENT FUNNEL. | THE 8 ECO FUNNEL IS HDPE AND HAS A 2000 ML FLUID CAPACITY. FEATURES A LID, EASY USE LID, GASKET, AND POSITIVE LATCH TO CLOSE LID AND MAINTAIN AN AIR-TIGHT SEAL. A FILTER IS ALSO BUILT INTO THE INTERIOR TO REDUCE THE LOSS OF STIR STICKS. | AN 11 STEM ALSO REDUCES CHEMICAL EVAPORATION OF HAZARDOUS SOLVENTS IN THE LAB.8"WIDE FUNNEL WITH LID, GASKET AND SCREW CAP FITS NALGENE CONTAINERS WITH A 70MM NECK SIZE 11" STEM ALSO REDUCES CHEMICAL EVAPORATION OF HAZARDOUS SOLVENTS. |  | 51 | 25 | 55 | 40.5816 | CF | EA |  |  |  | 6 | 566 2 | US | 1 |  | 0 | STND | 30 | AF | IN | IN | IN | LN | WD | HT | P |  |  | O | O | O | O
GS-07F-238AA | EF-8-83B-SYS | CP LAB SAFETY | 8" ECO FUNNEL 10L SYSTEM 83MM | EF-8-83B-SYS | 8" ECO FUNNEL SYSTEM 10 LITER CAP SIZE 83MM | THE ECO FUNNEL IS THE ULTIMATE LAB SAFETY PRODUCT FOR COLLECTION OF HAZARDOUS LIQUID WASTE. ITS UNIQUE, PATENTED DESIGN PERFORMS TWO FUNCTIONS, ACTING AS BOTH A SEALED WASTE CONTAINER AND A SOLVENT FUNNEL. | THE 8 ECO FUNNEL IS HDPE AND HAS A 2000 ML FLUID CAPACITY. FEATURES A LID, EASY USE LID, GASKET, AND POSITIVE LATCH TO CLOSE LID AND MAINTAIN AN AIR-TIGHT SEAL. A FILTER IS ALSO BUILT INTO THE INTERIOR TO REDUCE THE LOSS OF STIR STICKS. | AN 11 STEM ALSO REDUCES CHEMICAL EVAPORATION OF HAZARDOUS SOLVENTS IN THE LAB.8"WIDE FUNNEL WITH LID, GASKET AND SCREW CAP FITS NALGENE CONTAINERS WITH A 70MM NECK SIZE 11" STEM ALSO REDUCES CHEMICAL EVAPORATION OF HAZARDOUS SOLVENTS. |  | 51 | 18 | 2 | 1.0625 | CF | EA |  |  |  | 11 | 566 2 | US | 1 |  | 0 | STND | 30 | AF | IN | IN | IN | LN | WD | HT | P |  |  | O | O | O | O
GS-07F-238AA | EF-8-83C-SYS | CP LAB SAFETY | 8" ECO FUNNEL 10L SYSTEM 83MM | EF-8-83C-SYS | 8" ECO FUNNEL SYSTEM 10 LITER CAP SIZE 83MM | THE ECO FUNNEL IS THE ULTIMATE LAB SAFETY PRODUCT FOR COLLECTION OF HAZARDOUS LIQUID WASTE. ITS UNIQUE, PATENTED DESIGN PERFORMS TWO FUNCTIONS, ACTING AS BOTH A SEALED WASTE CONTAINER AND A SOLVENT FUNNEL. | THE 8 ECO FUNNEL IS HDPE AND HAS A 2000 ML FLUID CAPACITY. FEATURES A LID, EASY USE LID, GASKET, AND POSITIVE LATCH TO CLOSE LID AND MAINTAIN AN AIR-TIGHT SEAL. A FILTER IS ALSO BUILT INTO THE INTERIOR TO REDUCE THE LOSS OF STIR STICKS. | AN 11 STEM ALSO REDUCES CHEMICAL EVAPORATION OF HAZARDOUS SOLVENTS IN THE LAB.8"WIDE FUNNEL WITH LID, GASKET AND SCREW CAP FITS NALGENE CONTAINERS WITH A 70MM NECK SIZE 11" STEM ALSO REDUCES CHEMICAL EVAPORATION OF HAZARDOUS SOLVENTS. |  | 73 | 59 | 51 | 127.1163 | CF | EA |  |  |  | 11 | 566 2 | US | 1 |  | 0 | STND | 30 | AF | IN | IN | IN | LN | WD | HT | P |  |  | O | O | O | O
GS-07F-238AA | EF-8-FS70 | CP LAB SAFETY | 8" ECO FUNNEL, 70MM | EF-8-FS70 | 8" ECO FUNNEL, 70MM CAP ADAPTER | THE ECO FUNNEL IS THE ULTIMATE LAB SAFETY PRODUCT FOR COLLECTION OF HAZARDOUS LIQUID WASTE. ITS UNIQUE, PATENTED DESIGN PERFORMS TWO FUNCTIONS, ACTING AS BOTH A SEALED WASTE CONTAINER AND A SOLVENT FUNNEL. | THE 8 ECO FUNNEL IS HDPE AND HAS A 2000 ML FLUID CAPACITY. FEATURES A LID, EASY USE LID, GASKET, AND POSITIVE LATCH TO CLOSE LID AND MAINTAIN AN AIR-TIGHT SEAL. A FILTER IS ALSO BUILT INTO THE INTERIOR TO REDUCE THE LOSS OF STIR STICKS. | AN 11 STEM ALSO REDUCES CHEMICAL EVAPORATION OF HAZARDOUS SOLVENTS IN THE LAB.8"WIDE FUNNEL WITH LID, GASKET AND SCREW CAP FITS NALGENE CONTAINERS WITH A 70MM NECK SIZE 11" STEM ALSO REDUCES CHEMICAL EVAPORATION OF HAZARDOUS SOLVENTS. |  | 73 | 59 | 76 | 189.4282 | CF | EA |  |  |  | 6 | 566 2 | US | 1 |  | 0 | STND | 30 | AF | IN | IN | IN | LN | WD | HT | P |  |  | O | O | O | O
GS-07F-238AA | EF-8-FS70C-SYS | CP LAB SAFETY | 8" ECO FUNNEL 5 GAL SYSTEM 70MM | EF-8-FS70C-SYS | 8" ECO FUNNEL SYSTEM 5 GALLON 70MM | THE ECO FUNNEL IS THE ULTIMATE LAB SAFETY PRODUCT FOR COLLECTION OF HAZARDOUS LIQUID WASTE. ITS UNIQUE, PATENTED DESIGN PERFORMS TWO FUNCTIONS, ACTING AS BOTH A SEALED WASTE CONTAINER AND A SOLVENT FUNNEL. | THE 8 ECO FUNNEL IS HDPE AND HAS A 2000 ML FLUID CAPACITY. FEATURES A LID, EASY USE LID, GASKET, AND POSITIVE LATCH TO CLOSE LID AND MAINTAIN AN AIR-TIGHT SEAL. A FILTER IS ALSO BUILT INTO THE INTERIOR TO REDUCE THE LOSS OF STIR STICKS. | AN 11 STEM ALSO REDUCES CHEMICAL EVAPORATION OF HAZARDOUS SOLVENTS IN THE LAB.8"WIDE FUNNEL WITH LID, GASKET AND SCREW CAP FITS NALGENE CONTAINERS WITH A 70MM NECK SIZE 11" STEM ALSO REDUCES CHEMICAL EVAPORATION OF HAZARDOUS SOLVENTS. |  | 120 | 73 | 36 | 182.5 | CF | EA |  |  |  | 14 | 566 2 | US | 1 |  | 0 | STND | 30 | AF | IN | IN | IN | LN | WD | HT | P |  |  | O | O | O | O
GS-07F-238AA | EF-8-FS70-SYS | CP LAB SAFETY | 8" ECO FUNNEL 5 GAL SYSTEM 70MM | EF-8-FS70-SYS | 8" ECO FUNNEL SYSTEM 5 GALLON 70MM | THE ECO FUNNEL IS THE ULTIMATE LAB SAFETY PRODUCT FOR COLLECTION OF HAZARDOUS LIQUID WASTE. ITS UNIQUE, PATENTED DESIGN PERFORMS TWO FUNCTIONS, ACTING AS BOTH A SEALED WASTE CONTAINER AND A SOLVENT FUNNEL. | THE 8 ECO FUNNEL IS HDPE AND HAS A 2000 ML FLUID CAPACITY. FEATURES A LID, EASY USE LID, GASKET, AND POSITIVE LATCH TO CLOSE LID AND MAINTAIN AN AIR-TIGHT SEAL. A FILTER IS ALSO BUILT INTO THE INTERIOR TO REDUCE THE LOSS OF STIR STICKS. | AN 11 STEM ALSO REDUCES CHEMICAL EVAPORATION OF HAZARDOUS SOLVENTS IN THE LAB.8"WIDE FUNNEL WITH LID, GASKET AND SCREW CAP FITS NALGENE CONTAINERS WITH A 70MM NECK SIZE 11" STEM ALSO REDUCES CHEMICAL EVAPORATION OF HAZARDOUS SOLVENTS. |  | 120 | 73 | 36 | 182.5 | CF | EA |  |  |  | 14 | 566 2 | US | 1 |  | 0 | STND | 30 | AF | IN | IN | IN | LN | WD | HT | P |  |  | O | O | O | O
GS-07F-238AA | EF-8-JUSTRITE-B | CP LAB SAFETY | 8" ECO FUNNEL FOR JUSTRITE CAN | EF-8-JUSTRITE-B | 8" ECO FUNNEL FOR JUSTRITE SAFETY CANS | MINIMIZE EMISSIONS FROM JUSTRITE OPEN WASTE CONTAINERS BY EQUIPPING THEM WITH A SAFETY ECO FUNNEL. DURABLE HDPE FUNNEL ON TOP OF A JUSTRITE SAFETY CAN PROVIDES A WIDER, STRATEGICALLY PLACED OPENING AT THE FUNNEL TOP, WHICH FACILITATES POURING. | ONCE THE ECO FUNNEL LID IS CLOSED IT WILL REDUCE EVAPORATION OF HAZARDOUS LIQUIDS. JUSTRITE CONTAINERS ARE FM APPROVED AND EQUIPPED WITH A FLAME ARRESTOR THAT IS NOT INHIBITED BY HAVING THE ECO FUNNEL ATTACHED. |  |  | 110 | 55 | 20 | 70.0231 | CF | EA |  |  |  | 6 | 566 2 | US | 1 |  | 0 | STND | 30 | AF | IN | IN | IN | LN | WD | HT | P |  |  | O | O | O | O
GS-07F-238AA | EF-8-JUSTRITE-B2-SYS | CP LAB SAFETY | 8" ECO FUNNEL JUSTRITE SYSTEM, 2 GAL SC | EF-8-JUSTRITE-B2-SYS | 8" ECO FUNNEL SYSTEM, JUSTRITE 2 GALLONS AFETY CAN SECONDARY CONTAINER | MINIMIZE EMISSIONS FROM JUSTRITE OPEN WASTE CONTAINERS BY EQUIPPING THEM WITH A SAFETY ECO FUNNEL. DURABLE HDPE FUNNEL ON TOP OF A JUSTRITE SAFETY CAN PROVIDES A WIDER, STRATEGICALLY PLACED OPENING AT THE FUNNEL TOP, WHICH FACILITATES POURING. | ONCE THE ECO FUNNEL LID IS CLOSED IT WILL REDUCE EVAPORATION OF HAZARDOUS LIQUIDS. JUSTRITE CONTAINERS ARE FM APPROVED AND EQUIPPED WITH A FLAME ARRESTOR THAT IS NOT INHIBITED BY HAVING THE ECO FUNNEL ATTACHED. |  |  | 72 | 60 | 96 | 240 | CF | EA |  |  |  | 11 | 540 16 | US | 1 |  | 0 | STND | 30 | AF | IN | IN | IN | LN | WD | HT | P |  |  | O | O | O | O
GS-07F-238AA | EF-8-JUSTRITE-B5-SYS | CP LAB SAFETY | 8" ECO FUNNEL JUSTRITE SYSTEM, 5 GAL | EF-8-JUSTRITE-B5-SYS | 8" ECO FUNNEL SYSTEM, JUSTRITE 5 GALLONS AFETY CAN | MINIMIZE EMISSIONS FROM JUSTRITE OPEN WASTE CONTAINERS BY EQUIPPING THEM WITH A SAFETY ECO FUNNEL. DURABLE HDPE FUNNEL ON TOP OF A JUSTRITE SAFETY CAN PROVIDES A WIDER, STRATEGICALLY PLACED OPENING AT THE FUNNEL TOP, WHICH FACILITATES POURING. | ONCE THE ECO FUNNEL LID IS CLOSED IT WILL REDUCE EVAPORATION OF HAZARDOUS LIQUIDS. JUSTRITE CONTAINERS ARE FM APPROVED AND EQUIPPED WITH A FLAME ARRESTOR THAT IS NOT INHIBITED BY HAVING THE ECO FUNNEL ATTACHED. |  |  | 132 | 60 | 96 | 440 | CF | EA |  |  |  | 14 | 540 16 | US | 1 |  | 0 | STND | 30 | AF | IN | IN | IN | LN | WD | HT | P |  |  | O | O | O | O
GS-07F-238AA | EG-1200YELLOW | EAGLE MFG | EAGLE ORIGINAL CIGARETTE BUTT CAN METAL | EG-1200YELLOW | CIGARETTE CAN EAGLE " ORIGINAL BUTT CAN" 5 GALLON METAL YELLOW OR BEIGE | THE ORIGINAL YELLOW EAGLE CIGARETTE BUTT CAN IS ALL METAL WITH AN OPEN TUBE FOR THE SAFE DISPOSAL OF SMOKING CIGARETTE BUTTS. THE GALVANIZED STEEL CAN IS EXCELLENT FOR DESIGNATED SMOKING AREAS IN INDUSTRIAL SETTINGS. | DISPOSAL OF CIGARETTE AND CIGAR BUTTS AS WELL AS MATCHES. THE BUTT CAN LETS YOU PROMOTE SAFETY AND GOOD HOUSEKEEPING. THE METAL TUBE UNSCREWS FROM THE FIVE GALLON CAN FOR EASY EMPTYING. POWDER COAT FINISH AVAILABLE IN YELLOW AND BEIGE. FM APPROVED |  |  | 31 | 33 | 69 | 40.849 | CF | EA |  |  |  | 14 | 566 2 | US | 1 |  | 0 | STND | 30 | AF | IN | IN | IN | LN | WD | HT | P |  |  | O | O | O | O
GS-07F-238AA | EG-1202 | EAGLE MFG | CIGARETTE CAN 2.5G GALVANIZED STEEL | EG-1202 | CIGARETTE CAN 2.5 GALLONS TEEL CAN POLY TUBE YELLOW OR BEIGE | CIGARETTE CAN, 2.5 GALLON YELLOW OR BEIGE GALVANIZED STEEL CAN WITH POLY TUBE. EAGLE BUTT CANS WITH NEW POLY TUBE. EAGLE BUTT CAN EAGLE BUTT CANS PROVIDE FOR CLEAN AND SAFE DISPOSAL OF ASHES AND CIGARETTES. NEWLY DESIGNED POLYETHYLENE TUBE | RAIN WATER OUT AND UNSIGHTLY BUTTS IN. TUBE IS REMOVABLE FOR EMPTYING CAN. AVAILABLE IN YELLOW AND BEIGE, WITH 2 1/2" AND 5 GALLON CAPACITIES. FM APPROVED. EAGLE PART # 1202. |  |  | 63 | 33 | 69 | 83.0156 | CF | EA |  |  |  | 12 | 566 2 | US | 1 |  | 0 | STND | 30 | AF | IN | IN | IN | LN | WD | HT | P |  |  | O | O | O | O
GS-07F-238AA | EG-1205 | EAGLE MFG | CIGARETTE CAN 5 GAL GALVANIZED STEEL | EG-1205 | CIGARETTE CAN 5 GALLONS TEEL CAN POLY TUBE YELLOW OR BEIGE | CIGARETTE CAN, 5 GALLON YELLOW OR BEIGE GALVANIZED STEEL CAN WITH POLY TUBE. EAGLE BUTT CANS WITH NEW POLY TUBE. EAGLE BUTT CAN EAGLE BUTT CANS PROVIDE FOR CLEAN AND SAFE DISPOSAL OF ASHES AND CIGARETTES. NEWLY DESIGNED POLYETHYLENE TUBE | KEEP RAIN WATER OUT AND UNSIGHTLY BUTTS IN. TUBE IS REMOVABLE FOR EMPTYING CAN. AVAILABLE IN YELLOW AND BEIGE, WITH 2 1/2" AND 5 GALLON CAPACITIES. FM APPROVED. EAGLE PART # 1205. |  |  | 31 | 33 | 69 | 40.849 | CF | EA |  |  |  | 25 | 566 2 | US | 1 |  | 0 | STND | 30 | AF | IN | IN | IN | LN | WD | HT | P |  |  | O | O | O | O
GS-07F-238AA | EG-1206 | EAGLE MFG | CIGARETTE CAN EAGLE SAFE SMOKER POST | EG-1206 | CIGARETTE CAN EAGLE SAFE SMOKER RECEPTACLE HDPE SMALL CHOOSE COLOR | 5 QUART. WITH THE INCREASE OF SMOKE FREE BUILDINGS, MANY NON INDUSTRIAL FACILITIES HAVE CREATED OUTDOOR DESIGNATED SMOKING AREAS. EAGLE INTRODUCED THE SAFESMOKER AS AN ATTRACTIVE PRODUCT TO COMPLEMENT ANY BUILDING OR FACILITY. | SAFE SMOKERS ARE HDPE WITH UV INHIBITORS AND FEATURE A FLAME RETARDANT ADDITIVE, AND A GALVANIZED STEEL COLLECTION BUCKET. DESIGNED TO RESTRICT OXYGEN | THE TOP OF THE CONTAINER REMOVES EASILY TO ACCESS AND EMPTY THE INTERNAL BUCKET. RAIN PROTECTIVE DESIGN KEEPS WATER OUT AND REDUCES WASTE SMELLS. INCLUDES INTEGRATED HOLD-DOWN TABS FOR SECURITY AND WIND PROTECTION. SHIPS UNASSEMBLED |  | 63 | 33 | 69 | 83.0156 | CF | EA |  |  |  | 12 | 566 2 | US | 1 |  | 0 | STND | 30 | AF | IN | IN | IN | LN | WD | HT | P |  |  | O | O | O | O
GS-07F-238AA | EG-1208 | EAGLE MFG | CIGARETTE CAN EAGLE SAFE SMOKER POST | EG-1208 | CIGARETTE CAN EAGLE SAFE SMOKER RECEPTACLE HDPE LARGE CHOOSE COLOR | 4 GALLON. WITH THE INCREASE OF SMOKE FREE BUILDINGS, MANY NON INDUSTRIAL FACILITIES HAVE CREATED OUTDOOR DESIGNATED SMOKING AREAS. EAGLE INTRODUCED THE SAFESMOKER AS AN ATTRACTIVE PRODUCT TO COMPLEMENT ANY BUILDING OR FACILITY. | SAFE SMOKERS ARE HDPE WITH UV INHIBITORS AND FEATURE A FLAME RETARDANT ADDITIVE, AND A GALVANIZED STEEL COLLECTION BUCKET. DESIGNED TO RESTRICT OXYGEN | THE TOP OF THE CONTAINER REMOVES EASILY TO ACCESS AND EMPTY THE INTERNAL BUCKET. RAIN PROTECTIVE DESIGN KEEPS WATER OUT AND REDUCES WASTE SMELLS. INCLUDES INTEGRATED HOLD-DOWN TABS FOR SECURITY AND WIND PROTECTION. SHIPS UNASSEMBLED |  | 63 | 33 | 69 | 83.0156 | CF | EA |  |  |  | 12 | 566 2 | US | 1 |  | 0 | STND | 30 | AF | IN | IN | IN | LN | WD | HT | P |  |  | O | O | O | O
GS-07F-238AA | EG-1215 | EAGLE MFG | TYPE II SAFETY CAN DOT APPROV RED 7/8 | EG-1215 | TYPE II SAFETY CAN DOT APPROVED RED GALVANIZED STEEL 7/8' FLEXIBLE HOSE | 5 GALLON TYPE II SAFETY CAN, DOT APPROVED RED GALVANIZED STEEL WITH 7/8' FLEXIBLE HOSE. THIS EAGLE TYPE II STYLE SAFETY CAN HELPS REDUCE THE DANGER OF EXPLOSION WHILE DISPENSING FLAMMABLE LIQUIDS THROUGH A FLEXIBLE METAL SPOUT. | BRASS FLAME ARRESTORS IN FILLER OPENING AND POUR SPOUT. HEAVY DUTY ROLL BARS PROTECT BOTH SPOUTS AND A THUMB SCREW MECHANISM ASSURES THAT THE FILLER OPENING STAYS CLOSED WHILE BEING TRANSPORTED. MEETS DOT REQUIREMENTS. EAGLE PART # 1215 |  |  | 73 | 39 | 91 | 149.9288 | CF | EA |  |  |  | 13 | 566 2 | US | 1 |  | 0 | STND | 30 | AF | IN | IN | IN | LN | WD | HT | P |  |  | O | O | O | O
GS-07F-238AA | EG-1215SX5 | EAGLE MFG | TYPE II SAFETY CAN DOT APPROV RED 5/8 | EG-1215SX5 | TYPE II SAFETY CAN DOT APPROVED RED GALVANIZED STEEL 5/8' FLEXIBLE HOSE | TYPE II SAFETY CAN, DOT APPROVED RED GALVANIZED STEEL WITH 5/8' FLEXIBLE HOSE. THIS EAGLE TYPE II STYLE SAFETY CAN HELPS REDUCE THE DANGER OF EXPLOSION WHILE DISPENSING FLAMMABLE LIQUIDS THROUGH A FLEXIBLE METAL SPOUT. | HEAVY DUTY ROLL BARS PROTECT BOTH SPOUTS AND A THUMB SCREW MECHANISM ASSURES THAT THE FILLER OPENING STAYS CLOSED WHILE BEING TRANSPORTED. MEETS DOT REQUIREMENTS. EAGLE PART # 1215SX5 |  |  | 137 | 39 | 91 | 281.3733 | CF | EA |  |  |  | 13 | 566 2 | US | 1 |  | 0 | STND | 30 | AF | IN | IN | IN | LN | WD | HT | P |  |  | O | O | O | O
GS-07F-238AA | EG-1301 | EAGLE MFG | LAB CAN 1 GAL EAGLE OVAL STAINLESS | EG-1301 | LAB CAN 1 GALLON EAGLE OVAL STAINLESS STEEL SAFETY CAN 1 GALLON | 1 GALLON LAB CAN, EAGLE OVAL STAINLESS STEEL SAFETY CAN. EAGLE LABORATORY SAFETY CANS REDUCE THE DANGER OF EXPLOSIONS RESULTING FROM THE IGNITION OF VAPORS OF FLAMMABLE LIQUIDS. | POLY FOR SAFE STORAGE AND HANDLING OF MOST CHEMICAL COMPOUNDS. REDUCE THE DANGER OF EXPLOSIONS RESULTING FROM THE IGNITION OF VAPORS OF FLAMMABLE LIQUIDS. CONSTRUCTED OF 316 STAINLESS STEEL, IDEAL FOR USE IN SCIENTIFIC, INDUSTRIAL LABS. | OBLONG SHAPE CONSERVES SHELF SPACE. FM APPROVED AND MEETS OSHA REQUIREMENTS. COMPLIANCE- OSHA 29 CFR 1910.106. EAGLE PART # 1301 SEE COMPATIBILITY CHART FOR EAGLE SAFETY CANS. |  | 58 | 33 | 76 | 84.1806 | CF | EA |  |  |  | 8 | 566 2 | US | 1 |  | 0 | STND | 30 | AF | IN | IN | IN | LN | WD | HT | P |  |  | O | O | O | O
GS-07F-238AA | EG-1313 | EAGLE MFG | 2.5 GAL TYPE I SAFETY CAN STAINLESS | EG-1313 | 2.5 GALLON TYPE I SAFETY CAN STAINLESS STEEL, PTFE CAP GASKET | 2.5 GAL STAINLESS STEEL TYPE I SAFETY CAN WITH PTFE CAP GASKET. EAGLE TYPE-I STAINLESS STEEL SAFETY CANS ARE MADE COMPLETELY OF STURDY 24 GAUGE TYPE 316 STAINLESS STEEL IN 21/2" AND 5 GAL CAPACITIES. STAINLESS STEEL FLAME ARRESTOR. | WELD JOINS TOP AND BODY. STURDY 16 GAUGE SHOCK RIM FOR BOTTOM SUPPORT. MODELS 1313 AND 1315 HAVE PTFE GASKETS, WHILE MODELS 1314 AND 1316 HAVE LEATHER GASKETS. EAGLE PART # 1313 SEE COMPATIBILITY CHART FOR EAGLE SAFETY CANS. |  |  | 58 | 58 | 73 | 142.1134 | CF | EA |  |  |  | 8 | 566 2 | US | 1 |  | 0 | STND | 30 | AF | IN | IN | IN | LN | WD | HT | P |  |  | O | O | O | O
GS-07F-238AA | EG-1315 | EAGLE MFG | SAFETY CAN 5 GAL TYPE I STAINLESS | EG-1315 | SAFETY CAN 5 GALLON TYPE I STAINLESS STEEL, PTFE CAP GASKET | 5 GAL STAINLESS STEEL TYPE I SAFETY CAN WITH PTFE CAP GASKET. EAGLE TYPE-I STAINLESS STEEL SAFETY CANS ARE MADE COMPLETELY OF STURDY 24 GAUGE TYPE 316 STAINLESS STEEL IN 21/2" AND 5 GAL CAPACITIES. STAINLESS STEEL FLAME ARRESTOR. | WELD JOINS TOP AND BODY. STURDY 16 GAUGE SHOCK RIM FOR BOTTOM SUPPORT. MODELS 1313 AND 1315 HAVE PTFE GASKETS, WHILE MODELS 1314 AND 1316 HAVE LEATHER GASKETS. EAGLE PART # 1315 SEE COMPATIBILITY CHART FOR EAGLE SAFETY CANS. |  |  | 89 | 58 | 73 | 218.0706 | CF | EA |  |  |  | 10 | 566 2 | US | 1 |  | 0 | STND | 30 | AF | IN | IN | IN | LN | WD | HT | P |  |  | O | O | O | O
GS-07F-238AA | EG-1323 | EAGLE MFG | 2.5 GAL SAFETY CAN EAGLE STAINLESS | EG-1323 | 2.5 GALLONS AFETY DISPOSAL CAN EAGLE 316 STAINLESS STEEL | 2.5 GALLONS AFETY DISPOSAL CAN, EAGLE, 316 STAINLESS WITH STAINLESS STEEL HARDWARE. EAGLE DISPOSAL SAFETY CANS PROVIDE AN INTERMEDIATE STATION FOR TEMPORARY STORAGE OF LIQUID WASTES. SPOUT CAP OPENS TO A WIDE 80 ANGLE AND CAN BE LOCKED OPEN. | ALL CANS ARE EQUIPPED WITH A FRAME ARRESTOR. CAP ASSEMBLY OPENS AUTOMATICALLY TO RELIEVE EXCESSIVE INTERNAL VAPOR PRESSURES. FM APPROVED. EAGLE PART # 1323 SEE COMPATIBILITY CHART FOR EAGLE SAFETY CANS. |  |  | 116 | 58 | 73 | 284.2269 | CF | EA |  |  |  | 8 | 566 2 | US | 1 |  | 0 | STND | 30 | AF | IN | IN | IN | LN | WD | HT | P |  |  | O | O | O | O
GS-07F-238AA | EG-1325 | EAGLE MFG | 5 GAL SAFETY CAN EAGLE STAINLESS | EG-1325 | SAFETY CAN 5 GALLONS AFETY DISPOSAL CAN EAGLE 316 STAINLESS STEEL | 5 GALLONS AFETY DISPOSAL CAN, EAGLE, 316 STAINLESS WITH STAINLESS STEEL HARDWARE. EAGLE DISPOSAL SAFETY CANS PROVIDE AN INTERMEDIATE STATION FOR TEMPORARY STORAGE OF LIQUID WASTES. SPOUT CAP OPENS TO A WIDE 80 ANGLE AND CAN BE LOCKED OPEN. | ALL CANS ARE EQUIPPED WITH A FRAME ARRESTOR. CAP ASSEMBLY OPENS AUTOMATICALLY TO RELIEVE EXCESSIVE INTERNAL VAPOR PRESSURES. FM APPROVED. EAGLE PART # 1325 SEE COMPATIBILITY CHART FOR EAGLE SAFETY CANS. |  |  | 150 | 58 | 73 | 367.5347 | CF | EA |  |  |  | 10 | 566 2 | US | 1 |  | 0 | STND | 30 | AF | IN | IN | IN | LN | WD | HT | P |  |  | O | O | O | O
GS-07F-238AA | EG-1327 | EAGLE MFG | 5 GAL FAUCET CAN STAINLESS FAUCET | EG-1327 | 5 GALLON FAUCET CAN STAINLESS STEEL SAFETY CAN, STAINLESS FAUCET | 5 GALLON FAUCET CAN, STAINLESS STEEL SAFETY CAN WITH STAINLESS FAUCET. EAGLE FAUCET SAFETY CANS HELP CONTROL DISPENSING OF FLAMMABLE LIQUIDS INTO SMALL CAPACITY VESSELS WITH A VARIETY OF DRIP-FREE SELF-CLOSING DISPENSING FAUCET STYLES. | RECOMMENDED FOR USE WITH MOST ALCOHOLS, ETHERS, AROMATICS, HYDROCARBONS AND CHLORINATED HYDROCARBON PRODUCTS. FM APPROVED. EAGLE PART # 1327 SEE COMPATIBILITY CHART FOR EAGLE SAFETY CANS. |  |  | 196 | 58 | 73 | 480.2454 | CF | EA |  |  |  | 9 | 566 2 | US | 1 |  | 0 | STND | 30 | AF | IN | IN | IN | LN | WD | HT | P |  |  | O | O | O | O
GS-07F-238AA | EG-1417 | EAGLE MFG | FAUCET CAN 5 GAL EAGLE RED FAUCET | EG-1417 | FAUCET CAN 5 GALLON EAGLE RED STEEL SAFETY CAN, BRASS FAUCET | 5 GALLON FAUCET CAN, RED METAL SAFETY CAN WITH BRASS FAUCET. EAGLE FAUCET SAFETY CANS HELP CONTROL DISPENSING OF FLAMMABLE LIQUIDS INTO SMALL CAPACITY VESSELS WITH A VARIETY OF DRIP-FREE SELF-CLOSING DISPENSING FAUCET STYLES. | CAN IS IDEAL FOR FLAMMABLE PETROLEUM BASED PRODUCTS. FM APPROVED. EAGLE PART # 1417 SEE COMPATIBILITY CHART FOR EAGLE SAFETY CANS. |  |  | 58 | 33 | 76 | 84.1806 | CF | EA |  |  |  | 12 | 566 2 | US | 1 |  | 0 | STND | 30 | AF | IN | IN | IN | LN | WD | HT | P |  |  | O | O | O | O
GS-07F-238AA | EG-1423 | EAGLE MFG | DISPOSAL CAN 2.5 GAL EAGLE GALVANIZED | EG-1423 | DISPOSAL CAN 2.5 GALLON EAGLE RED METAL GALVANIZED STEEL HARDWARE | 2.5 GALLONS AFETY DISPOSAL CAN, EAGLE, RED METAL WITH GALVANIZED STEEL HARDWARE. EAGLE DISPOSAL SAFETY CANS PROVIDE AN INTERMEDIATE STATION FOR TEMPORARY STORAGE OF LIQUID WASTES. SPOUT CAP OPENS TO A WIDE 80 ANGLE AND CAN BE LOCKED OPEN | ALL CANS ARE EQUIPPED WITH A FRAME ARRESTOR. CAP ASSEMBLY OPENS AUTOMATICALLY TO RELIEVE EXCESSIVE INTERNAL VAPOR PRESSURES. FM APPROVED. EAGLE PART # 1423 SEE COMPATIBILITY CHART FOR EAGLE SAFETY CANS. |  |  | 58 | 58 | 73 | 142.1134 | CF | EA |  |  |  | 8 | 566 2 | US | 1 |  | 0 | STND | 30 | AF | IN | IN | IN | LN | WD | HT | P |  |  | O | O | O | O
GS-07F-238AA | EG-1425 | EAGLE MFG | DISPOSAL CAN 5 GAL EAGLE GALVANIZED | EG-1425 | DISPOSAL CAN 5 GALLON EAGLE RED METAL GALVANIZED STEEL HARDWARE | 5 GALLONS AFETY DISPOSAL CAN, EAGLE, RED METAL WITH GALVANIZED STEEL HARDWARE. EAGLE DISPOSAL SAFETY CANS PROVIDE AN INTERMEDIATE STATION FOR TEMPORARY STORAGE OF LIQUID WASTES. SPOUT CAP OPENS TO A WIDE 80 ANGLE AND CAN BE LOCKED OPEN | ALL CANS ARE EQUIPPED WITH A FRAME ARRESTOR. CAP ASSEMBLY OPENS AUTOMATICALLY TO RELIEVE EXCESSIVE INTERNAL VAPOR PRESSURES. FM APPROVED. EAGLE PART # 1425 SEE COMPATIBILITY CHART FOR EAGLE SAFETY CANS. |  |  | 89 | 58 | 73 | 218.0706 | CF | EA |  |  |  | 10 | 566 2 | US | 1 |  | 0 | STND | 30 | AF | IN | IN | IN | LN | WD | HT | P |  |  | O | O | O | O
GS-07F-238AA | EG-1510 | EAGLE MFG | 1/2 GAL LAB CAN EAGLE OVAL POLY RED | EG-1510 | 1/2 GALLON LAB CAN EAGLE OVAL LABORATORY SAFETY CAN RED POLY | 1/2 GALLON LAB CAN, EAGLE OVAL LABORATORY SAFETY CAN, RED POLYETHYLENE. EAGLE LABORATORY SAFETY CANS REDUCE THE DANGER OF EXPLOSIONS RESULTING FROM THE IGNITION OF VAPORS OF FLAMMABLE LIQUIDS. | HDPE FOR SAFE STORAGE AND HANDLING OF MOST CHEMICAL COMPOUNDS. REDUCE THE DANGER OF EXPLOSIONS RESULTING FROM THE IGNITION OF VAPORS OF FLAMMABLE LIQUIDS. CONSTRUCTED OF HDPE | SCIENTIFIC, INDUSTRIAL, AND HOSPITAL LABORATORIES. THESE CANS IMPACT RESISTANT, NON-CORRODING, AND WILL NOT RUST. THEY ARE IMPERVIOUS TO MANY LIQUID CHEMICALS, SOLVENTS, AND CORROSIVES. RESISTANCE CHARTS ARE AVAILABLE UPON REQUEST. METAL FITTINGS AND |  | 116 | 58 | 73 | 284.2269 | CF | EA |  |  |  | 5 | 566 2 | US | 1 |  | 0 | STND | 30 | AF | IN | IN | IN | LN | WD | HT | P |  |  | O | O | O | O
GS-07F-238AA | EG-1511 | EAGLE MFG | LAB CAN 1 GAL EAGLE OVAL POLY RED | EG-1511 | LAB CAN 1 GALLON EAGLE OVAL LABORATORY SAFETY CAN RED POLY | 1 GALLON LAB CAN, EAGLE OVAL LABORATORY SAFETY CAN, RED POLYETHYLENE. EAGLE LABORATORY SAFETY CANS REDUCE THE DANGER OF EXPLOSIONS FROM THE IGNITION OF VAPORS OF FLAMMABLE LIQUIDS. | HDPE FOR SAFE STORAGE AND HANDLING OF MOST CHEMICAL COMPOUNDS. REDUCE THE DANGER OF EXPLOSIONS RESULTING FROM THE IGNITION OF VAPORS OF FLAMMABLE LIQUIDS. | BEST FOR USE IN SCIENTIFIC, INDUSTRIAL, AND HOSPITAL LABORATORIES. THESE CANS IMPACT RESISTANT, NON-CORRODING, AND WILL NOT RUST. THEY ARE IMPERVIOUS TO MANY LIQUID CHEMICALS, SOLVENTS, AND CORROSIVES. |  | 150 | 58 | 73 | 367.5347 | CF | EA |  |  |  | 7 | 566 2 | US | 1 |  | 0 | STND | 30 | AF | IN | IN | IN | LN | WD | HT | P |  |  | O | O | O | O
GS-07F-238AA | EG-1512 | EAGLE MFG | 1/2 GAL LAB CAN EAGLE OVAL POLY WHITE | EG-1512 | 1/2 GALLON LAB CAN EAGLE OVAL LABORATORY SAFETY CAN WHITE POLY | 1/2 GALLON LAB CAN, EAGLE OVAL LABORATORY SAFETY CAN, WHITE POLYETHYLENE. EAGLE LABORATORY SAFETY CANS REDUCE THE DANGER OF EXPLOSIONS RESULTING FROM THE IGNITION OF VAPORS OF FLAMMABLE LIQUIDS. | HDPE FOR SAFE STORAGE AND HANDLING OF MOST CHEMICAL COMPOUNDS. REDUCE THE DANGER OF EXPLOSIONS RESULTING FROM THE IGNITION OF VAPORS OF FLAMMABLE LIQUIDS. | SCIENTIFIC, INDUSTRIAL, AND HOSPITAL LABORATORIES. THESE CANS IMPACT RESISTANT, NON-CORRODING, AND WILL NOT RUST. THEY ARE IMPERVIOUS TO MANY LIQUID CHEMICALS, SOLVENTS, AND CORROSIVES. RESISTANCE CHARTS ARE AVAILABLE UPON REQUEST. METAL FITTINGS AN |  | 250 | 58 | 73 | 612.5579 | CF | EA |  |  |  | 5 | 566 2 | US | 1 |  | 0 | STND | 30 | AF | IN | IN | IN | LN | WD | HT | P |  |  | O | O | O | O
GS-07F-238AA | EG-1513 | EAGLE MFG | LAB CAN 1 GAL EAGLE OVAL POLY WHITE | EG-1513 | LAB CAN 1 GALLON EAGLE OVAL LABORATORY SAFETY CAN WHITE HDPE | 1 GALLON LAB CAN, EAGLE OVAL LABORATORY SAFETY CAN, WHITE POLYETHYLENE. EAGLE LABORATORY SAFETY CANS REDUCE THE DANGER OF EXPLOSIONS RESULTING FROM THE IGNITION OF VAPORS OF FLAMMABLE LIQUIDS. | HDPE FOR SAFE STORAGE AND HANDLING OF MOST CHEMICAL COMPOUNDS. REDUCE THE DANGER OF EXPLOSIONS RESULTING FROM THE IGNITION OF VAPORS OF FLAMMABLE LIQUIDS. | SCIENTIFIC, INDUSTRIAL, AND HOSPITAL LABORATORIES. THESE CANS IMPACT RESISTANT, NON-CORRODING, AND WILL NOT RUST. THEY ARE IMPERVIOUS TO MANY LIQUID CHEMICALS, SOLVENTS, AND CORROSIVES. RESISTANCE CHARTS ARE AVAILABLE UPON REQUEST. |  | 196 | 58 | 73 | 480.2454 | CF | EA |  |  |  | 7 | 566 2 | US | 1 |  | 0 | STND | 30 | AF | IN | IN | IN | LN | WD | HT | P |  |  | O | O | O | O
GS-07F-238AA | EG-1517 | EAGLE MFG | 3 GAL SAFETY DISPOSAL CAN EAGLE WHI | EG-1517 | 3 GALLONS AFETY DISPOSAL CAN EAGLE WHITE HDPE W/ STAINLESS STEEL HARDWARE | 3 GALLONS AFETY DISPOSAL CAN, EAGLE, WHITE HDPE WITH STAINLESS STEEL HARDWARE. EAGLE HIGH DENSITY POLYETHYLENE WASTE DISPOSAL SAFETY CANS PROVIDE AN INTERMEDIATE STATION FOR TEMPORARY STORAGE OF LIQUID CHEMICAL WASTES. CANS ARE FM APPROVED | WIDE 4" SPOUT AND CAP THAT LOCKS OPEN TO 80 DEGREE ANGLE FOR EASY FILLING. HDPE CONSTRUCTION RESISTS DENTS AND PUNCTURES, INCLUDES STAINLESS STEEL FITTINGS AND FLAME ARRESTOR, AND IS IDEAL FOR AGGRESSIVE CHEMICALS AND CORROSIVES | WHITE COLOR INDICATES CONTENTS ARE ACID OR CORROSIVE. FM APPROVED. EAGLE PART # 1517 SEE COMPATIBILITY CHART FOR EAGLE SAFETY CANS. |  | 116 | 58 | 73 | 284.2269 | CF | EA |  |  |  | 9 | 566 2 | US | 1 |  | 0 | STND | 30 | AF | IN | IN | IN | LN | WD | HT | P |  |  | O | O | O | O
GS-07F-238AA | EG-1519 | EAGLE MFG | 3 GAL SAFETY DISPOSAL CAN EAGLE RED | EG-1519 | 3 GALLONS AFETY DISPOSAL CAN EAGLE RED HDPE W/ STAINLESS STEEL HARDWARE | 3 GALLONS AFETY DISPOSAL CAN, EAGLE, RED HDPE WITH STAINLESS STEEL HARDWARE. EAGLE HIGH DENSITY POLYETHYLENE WASTE DISPOSAL SAFETY CANS PROVIDE AN INTERMEDIATE STATION FOR TEMPORARY STORAGE OF LIQUID CHEMICAL WASTES. CANS ARE FM APPROVED | WIDE 4" SPOUT AND CAP THAT LOCKS OPEN TO 80 DEGREE ANGLE FOR EASY FILLING. HDPE CONSTRUCTION RESISTS DENTS AND PUNCTURES, INCLUDES STAINLESS STEEL FITTINGS AND FLAME ARRESTOR, AND IS IDEAL FOR AGGRESSIVE CHEMICALS AND CORROSIVES | WHITE COLOR INDICATES CONTENTS ARE ACID OR CORROSIVE. FM APPROVED. EAGLE PART # 1519 SEE COMPATIBILITY CHART FOR EAGLE SAFETY CANS. |  | 150 | 58 | 73 | 367.5347 | CF | EA |  |  |  | 9 | 566 2 | US | 1 |  | 0 | STND | 30 | AF | IN | IN | IN | LN | WD | HT | P |  |  | O | O | O | O
GS-07F-238AA | EG-1523 | EAGLE MFG | SAFETY CAN 5 GAL HDPE DISPOSAL CAN | EG-1523 | SAFETY CAN 5 GALLON HDPE DISPOSAL CAN EAGLE WHITE STAINLESS HARDWARE | 5 GALLONS AFETY DISPOSAL CAN, EAGLE, WHITE HDPE WITH STAINLESS STEEL HARDWARE. EAGLE HIGH DENSITY POLYETHYLENE WASTE DISPOSAL SAFETY CANS PROVIDE AN INTERMEDIATE STATION FOR TEMPORARY STORAGE OF LIQUID CHEMICAL WASTES. CANS ARE FM APPROVED | WIDE 4" SPOUT AND CAP THAT LOCKS OPEN TO 80 DEGREE ANGLE FOR EASY FILLING. HDPE CONSTRUCTION RESISTS DENTS AND PUNCTURES, INCLUDES STAINLESS STEEL FITTINGS AND FLAME ARRESTOR, AND IS IDEAL FOR AGGRESSIVE CHEMICALS AND CORROSIVES | WHITE COLOR INDICATES CONTENTS ARE ACID OR CORROSIVE. FM APPROVED. EAGLE PART # 1523 SEE COMPATIBILITY CHART FOR EAGLE SAFETY CANS. |  | 12 | 12 | 11 | 0.9167 | CF | EA |  |  |  | 8 | 540 16 | US | 1 |  | 0 | STND | 30 | AF | IN | IN | IN | LN | WD | HT | P |  |  | O | O | O | O
GS-07F-238AA | EG-1525 | EAGLE MFG | SAFETY CAN 5 GAL HDPE DISPOSAL CAN | EG-1525 | SAFETY CAN 5 GALLON HDPE DISPOSAL CAN EAGLE RED STAINLESS HARDWARE | 5 GALLONS AFETY DISPOSAL CAN, EAGLE, RED HDPE WITH STAINLESS STEEL HARDWARE. EAGLE HIGH DENSITY POLYETHYLENE WASTE DISPOSAL SAFETY CANS PROVIDE AN INTERMEDIATE STATION FOR TEMPORARY STORAGE OF LIQUID CHEMICAL WASTES. CANS ARE FM APPROVED | WIDE 4" SPOUT AND CAP THAT LOCKS OPEN TO 80 DEGREE ANGLE FOR EASY FILLING. HDPE CONSTRUCTION RESISTS DENTS AND PUNCTURES, INCLUDES STAINLESS STEEL FITTINGS AND FLAME ARRESTOR, AND IS IDEAL FOR AGGRESSIVE CHEMICALS AND CORROSIVES | WHITE COLOR INDICATES CONTENTS ARE ACID OR CORROSIVE. FM APPROVED. EAGLE PART # 1525 SEE COMPATIBILITY CHART FOR EAGLE SAFETY CANS. |  | 12 | 12 | 11 | 0.9167 | CF | EA |  |  |  | 8 | 540 16 | US | 1 |  | 0 | STND | 30 | AF | IN | IN | IN | LN | WD | HT | P |  |  | O | O | O | O
GS-07F-238AA | EG-1537 | EAGLE MFG | TYPE I SAFETY CAN 3 GAL POLY | EG-1537 | TYPE I SAFETY CAN 3 GALLON POLY - RED OR WHITE | 3 GALLON TYPE I SAFETY CAN, POLYETHYLENE - RED OR WHITE. HDPE EAGLE TYPE-I SAFETY CANS MEET OSHA REQUIREMENTS, ARE FACTORY MUTUAL (FM) APPROVED, AND HELP REDUCE THE DANGER OF EXPLOSIONS RESULTING FROM IGNITION OF VAPORS OF FLAMMABLE LIQUIDS. | IMPACT RESISTANT, NON-CORRODING, AND WILL NOT RUST. THEY ARE IMPERVIOUS TO MANY LIQUID CHEMICALS, SOLVENTS, AND CORROSIVES. RESISTANCE CHARTS ARE AVAILABLE UPON REQUEST. METAL FITTINGS AND FLAME ARRESTOR ARE STAINLESS STEEL. |  |  | 12 | 12 | 12 | 1 | CF | EA |  |  |  | 9 | 540 16 | US | 1 |  | 0 | STND | 30 | AF | IN | IN | IN | LN | WD | HT | P |  |  | O | O | O | O
GS-07F-238AA | EG-1543 | EAGLE MFG | TYPE I SAFETY CAN 5 GAL POLY | EG-1543 | TYPE I SAFETY CAN 5 GALLON POLY - RED OR WHITE | 5 GALLON TYPE I SAFETY CAN, POLYETHYLENE - RED OR WHITE. HDPE EAGLE TYPE-I SAFETY CANS MEET OSHA REQUIREMENTS, ARE FACTORY MUTUAL (FM) APPROVED, AND HELP REDUCE THE DANGER OF EXPLOSIONS RESULTING FROM IGNITION OF VAPORS OF FLAMMABLE LIQUIDS | IMPACT RESISTANT, NON-CORRODING, AND WILL NOT RUST. THEY ARE IMPERVIOUS TO MANY LIQUID CHEMICALS, SOLVENTS, AND CORROSIVES. RESISTANCE CHARTS ARE AVAILABLE UPON REQUEST. METAL FITTINGS AND FLAME ARRESTOR ARE STAINLESS STEEL. |  |  | 12 | 12 | 12 | 1 | CF | EA |  |  |  | 7 | 540 16 | US | 1 |  | 0 | STND | 30 | AF | IN | IN | IN | LN | WD | HT | P |  |  | O | O | O | O
GS-07F-238AA | EG-1600SL | EAGLE MFG | DRUM CONTAINMENT 30 GAL EAGLE SCREWTOP | EG-1600SL | DRUM CONTAINMENT 30 GALLON EAGLE LAB PACK DRUM, TOP LID | EAGLE 1600SL 30 GALLON LAB PACK WITH SCREW-TOP LID IS CONSTRUCTED OF HIGH DENSITY POLYETHYLENE - INCINERATES COMPLETELY, AND IS CHEMICAL RESISTANT TO MOST MATERIALS. THIS DRUM IS UNITED NATIONS CERTIFIED TO HM-181 (1H2/X120/S) AND HM-181 (1H2/Y180/S) | MEETS DOT 49 CFR 173.12(B) REQUIREMENTS. SCREW-ON LID WITH GASKET PROVIDES A POSITIVE SEAL AND MAKES IT IDEAL AS AN EASY ACCESS, WEATHERPROOF SPILL KIT CONTAINER. ALL DRUMS MEET FDA 21 CFR 177.1520 (FOOD GRADE QUALITY). | HDPE CONSTRUCTION, UNITED NATIONS (UN) CERTIFIED TO HM-181, APPROVED FOR USE WITH PACKING GROUPS I, II, AND III,UL 94HB FLAMMABILITY RATING, FDA 21 CFR 177.1520, FOOD GRADE QUALITY, OPERATING TEMPERATURE RANGE (-30 F TO 130 F) |  | 12 | 12 | 30 | 2.5 | CF | EA |  |  |  | 45 | 540 16 | US | 1 |  | 0 | STND | 30 | AF | IN | IN | IN | LN | WD | HT | P |  |  | O | O | O | O
GS-07F-238AA | EG-1601 | EAGLE MFG | DRUM CONTAINMENT 30 GAL POLY LL | EG-1601 | DRUM CONTAINMENT 30 GALLON EAGLE LAB PACK DRUM, PLASTIC LEVER-LOCK RING | DRUM CONTAINMENT 30 GALLON EAGLE LAB PACK DRUM WITH PLASTIC LEVER-LOCK RING. 30 GALLON LAB PACK. IDEAL FOR THE STORAGE, TRANSPORTATION, CLEAN UP AND SPILL CONTAINMENT OF SMALL CONTAINERS (5 GALLONS OR LESS). CONSTRUCTED OF 100% BLOW-MOLDED HDPE | POLYETHYLENE WITH UV INHIBITORS FOR SUPERIOR STRENGTH AND CHEMICAL RESISTANCE. THESE LIGHTWEIGHT DRUMS ARE NESTABLE AND INCINERATE COMPLETELY. DRUMS MEET UN RATING HM-181 1H2/X100/S, PERFORMANCE REQUIREMENTS OF DOT 49 CFR 173.12(B) | CHEMICAL AND WEATHER RESISTANT, LIDS FEATURE CLOSED CELL FOAM OR SILICONE GASKETS, LID CLOSURE INSTRUCTIONS INCLUDED IN EACH DRUM. |  | 5 | 5 | 11 | 0.1591 | CF | EA |  |  |  | 45 | 540 16 | US | 1 |  | 0 | STND | 30 | AF | IN | IN | IN | LN | WD | HT | P |  |  | O | O | O | O
GS-07F-238AA | EG-1601M | EAGLE MFG | DRUM CONTAINMENT 30 GAL POLY METAL LL | EG-1601M | DRUM CONTAINMENT 30 GALLON EAGLE LAB PACK DRUM, METAL LEVER-LOCK RING | DRUM CONTAINMENT 30 GALLON EAGLE LAB PACK DRUM WITH METAL LEVER-LOCK RING. 30 GALLON LAB PACK. IDEAL FOR THE STORAGE, TRANSPORTATION, CLEAN UP AND SPILL CONTAINMENT OF SMALL CONTAINERS (5 GALLONS OR LESS). CONSTRUCTED OF 100% BLOW-MOLDED HDPE | POLYETHYLENE WITH UV INHIBITORS FOR SUPERIOR STRENGTH AND CHEMICAL RESISTANCE. THESE LIGHTWEIGHT DRUMS ARE NESTABLE AND INCINERATE COMPLETELY. DRUMS MEET UN RATING HM-181 1H2/X100/S, PERFORMANCE REQUIREMENTS OF DOT 49 CFR 173.12(B) | CHEMICAL AND WEATHER RESISTANT, LIDS FEATURE CLOSED CELL FOAM OR SILICONE GASKETS, LID CLOSURE INSTRUCTIONS INCLUDED IN EACH DRUM. |  | 12 | 12 | 12 | 1 | CF | EA |  |  |  | 45 | 540 16 | US | 1 |  | 0 | STND | 30 | AF | IN | IN | IN | LN | WD | HT | P |  |  | O | O | O | O
GS-07F-238AA | EG-1601MB | EAGLE MFG | DRUM CONT. 30 GAL BLUE POLY METAL LL | EG-1601MB | DRUM CONTAINMENT 30 GALLON EAGLE LAB PACK DRUM, METAL LEVER-LOCK RING | DRUM CONTAINMENT 30 GALLON EAGLE LAB PACK DRUM (BLUE) WITH METAL LEVER-LOCK RING. 30 GALLON LAB PACK WITH METAL LEVER-LOCK RING. INDUSTRY STANDARD BLUE LAB PACKS ARE IDEAL FOR OEM, CHEMICAL PACKAGING, MULTI-USE, AND FOOD INDUSTRY APPLICATIONS. | POLYETHYLENE WITH UV INHIBITORS FOR SUPERIOR STRENGTH AND CHEMICAL RESISTANCE. THESE LIGHTWEIGHT DRUMS ARE NESTABLE AND INCINERATE COMPLETELY. DRUMS MEET UN RATING HM-181 1H2/X100/S, PERFORMANCE REQUIREMENTS OF DOT 49 CFR 173.12(B) | CHEMICAL AND WEATHER RESISTANT, LIDS FEATURE CLOSED CELL FOAM OR SILICONE GASKETS, LID CLOSURE INSTRUCTIONS INCLUDED IN EACH DRUM. |  | 12 | 12 | 12 | 1 | CF | EA |  |  |  | 45 | 540 16 | US | 1 |  | 0 | STND | 30 | AF | IN | IN | IN | LN | WD | HT | P |  |  | O | O | O | O
GS-07F-238AA | EG-1602 | EAGLE MFG | SALVAGE DRUM 30 GAL POLY METAL LL RING | EG-1602 | SALVAGE DRUM 30 GALLON EAGLE, METAL LEVER-LOCK RING | 30 GALLONS ALVAGE DRUM WITH METAL LEVER-LOCK RING. SUITABLE FOR 5 GALLONS BUCKETS OR SMALLER, EAGLE'S 1602 SALVAGE DRUM MEETS 3 PSI PRESSURE TEST FOR SALVAGE DRUM COMPLIANCE. LIDS FEATURE A CLOSED CELL FOAM GASKET FOR A POSITIVE SEAL | CONSTRUCTED OF BLOW-MOLDED HDPE WITH UV INHIBITORS FOR SUPERIOR STRENGTH AND CHEMICAL RESISTANCE. THESE LIGHTWEIGHT DRUMS ARE NESTABLE, MEET UN RATING 1H2/X100/S AND PERFORMANCE REQUIREMENTS OF DOT 49 CFR 173.3. | ALL DRUMS MEET FDA 21 CFR 177.1520 (FOOD GRADE QUALITY). ALL DRUMS FEATURE: BLOW-MOLDED HDPE CONSTRUCTION, UNITED NATIONS (UN) CERTIFIED TO HM-181, APPROVED FOR USE WITH PACKING GROUPS I, II, AND III,UL 94HB FLAMMABILITY RATING, FDA 21 CFR 177.1520, |  | 18 | 18 | 40 | 7.5 | CF | EA |  |  |  | 45 | 540 16 | US | 1 |  | 0 | STND | 30 | AF | IN | IN | IN | LN | WD | HT | P |  |  | O | O | O | O
GS-07F-238AA | EG-1605 | EAGLE MFG | DRUM CRADLE FOR HORIZONTAL DRUM STACKING | EG-1605 | DRUM CRADLE FOR HORIZONTAL DRUM STACKING SYSTEM POLY | THE DRUM CRADLE (EG-1605) IS A COMPONENT OF THE HORIZONTAL DRUM STACKING SYSTEM BY EAGLE WHICH CAN BE USED ALONE OR AS PART OF THE LARGER SYSTEM. EAGLE'S COMPLETE HORIZONTAL DRUM STACKING SYSTEM IS IDEAL FOR STORAGE AND DISPENSING OF CHEMICALS | KEEP YOUR WORK AREA FREE AND CLEAN OF ENVIRONMENTAL CONTAMINATION. ALL COMPONENTS ARE 100% POLYETHYLENE FOR DURABLE CHEMICAL RESISTANCE. CRADLE IS DESIGNED TO INTERLOCK INTO SPILL PALLET GRATING FOR STABLE DRUM STORAGE. | LOAD CAPACITY 2000 LBS. EAGLE PART # 1605. PRICE INCLUDES ONLY THE CRADLE. |  | 11 | 11 | 11 | 0.7703 | CF | EA |  |  |  | 45 | 540 16 | US | 1 |  | 0 | STND | 30 | AF | IN | IN | IN | LN | WD | HT | P |  |  | O | O | O | O
GS-07F-238AA | EG-1606 | EAGLE MFG | STACK DRUMS, A DRUM STACKING PLATFOR | EG-1606 | DRUM STACKING PLATFORM EAGLE SINGLE DRUM POLY STACKER | STACK DRUMS WITH A DRUM STACKING PLATFORM - EAGLE SINGLE DRUM POLY STACKER, POLYETHYLENE. EAGLE'S HORIZONTAL DRUM STACKING SYSTEM IS IDEAL FOR STORAGE AND DISPENSING OF CHEMICALS AND HELPS KEEP YOUR WORK AREA FREE AND CLEAN | 100% POLYETHYLENE FOR DURABLE CHEMICAL RESISTANCE. CRADLE IS DESIGNED TO INTERLOCK INTO SPILL PALLET GRATING FOR STABLE DRUM STORAGE. DOUBLE THE STORAGE CAPACITY OF EAGLE'S HORIZONTAL DRUM CRADLE WITH A SINGLE STACKER. | FOR STORAGE AND DISPENSING OF CHEMICALS AND HELPS KEEP YOUR WORK AREA FREE AND CLEAN OF ENVIRONMENTAL CONTAMINATION. USED IN COMBINATION WITH EAGLE'S SPILL CONTAINMENT PLATFORMS, THIS STACKING SYSTEM MEETS EPA SECONDARY CONTAINMENT STORAGE REQ |  | 6 | 6 | 10 | 0.2083 | CF | EA |  |  |  | 45 | 540 16 | US | 1 |  | 0 | STND | 30 | AF | IN | IN | IN | LN | WD | HT | P |  |  | O | O | O | O
GS-07F-238AA | EG-1607 | EAGLE MFG | STACK DRUMS, A DRUM STACKING PLATFOR | EG-1607 | DRUM STACKING PLATFORM EAGLE DOUBLE DRUM POLY STACKER | STACK DRUMS WITH A DRUM STACKING PLATFORM - EAGLE DOUBLE DRUM POLY STACKER, POLYETHYLENE. EAGLE'S HORIZONTAL DRUM STACKING SYSTEM IS IDEAL FOR STORAGE AND DISPENSING OF CHEMICALS AND HELPS KEEP YOUR WORK AREA FREE AND CLEAN | USED IN COMBINATION WITH EAGLE'S SPILL CONTAINMENT PLATFORMS, THIS STACKING SYSTEM MEETS EPA SECONDARY CONTAINMENT STORAGE REQUIREMENTS (40?CFR?264.175). ALL COMPONENTS ARE 100% POLYETHYLENE FOR DURABLE CHEMICAL RESISTANCE. | STABLE DRUM STORAGE. DOUBLE STACKER IS A ONE PIECE DESIGN FOR STABILITY, AND IS FORKLIFTABLE. LOAD CAPACITY 2000 LBS. EAGLE PART # 1607. |  | 12 | 12 | 32 | 2.6667 | CF | EA |  |  |  | 75 | 540 16 | US | 1 |  | 0 | STND | 30 | AF | IN | IN | IN | LN | WD | HT | P |  |  | O | O | O | O
GS-07F-238AA | EG-1608 | EAGLE MFG | DRUM STACKER SHELF OPTIONAL EAGLE POLY | EG-1608 | DRUM STACKER SHELF - OPTIONAL EAGLE POLY SHELF FOR STACKING DRUM UNITS | DRUM STACKER SHELF - OPTIONAL EAGLE POLY SHELF FOR STACKING UNITS. THE OPTIONAL SHELF (MODEL EG-1608) ATTACHES EASILY, ALLOWS FOR FILLING OF MORE THAN ONE CONTAINER AT A TIME, AND CAN BE USED TO CATCH DRIPS. ALL COMPONENTS ARE 100% POLYETHYLENE | DURABLE CHEMICAL RESISTANCE. EAGLE PART # 1608. |  |  | 12 | 12 | 32 | 2.6667 | CF | EA |  |  |  | 15 | 540 16 | US | 1 |  | 0 | STND | 30 | AF | IN | IN | IN | LN | WD | HT | P |  |  | O | O | O | O
GS-07F-238AA | EG-1610 | EAGLE MFG | LAB DRUM EAGLE LAB PACK 14 GAL YELLO | EG-1610 | LAB DRUM EAGLE LAB PACK 14 GALLON YELLOW, PLASTIC LEVER-LOCK RING | 14 GALLON LAB DRUM, 15" ODX26.5"H EAGLE LAB PACK WITH PLASTIC LEVER-LOCK RING. IDEAL FOR THE STORAGE, TRANSPORTATION, CLEAN UP AND SPILL CONTAINMENT OF SMALL CONTAINERS (5 GALLONS OR LESS). CONSTRUCTED OF 100% BLOW-MOLDED HIGH DENSITY POLYETHYLENE | POLY WITH UV INHIBITORS FOR SUPERIOR STRENGTH AND CHEMICAL RESISTANCE. THESE LIGHTWEIGHT DRUMS ARE NESTING AND HDPE INCINERATES COMPLETELY. DRUMS MEET UN RATING 1H2/X65/S AND 1H2/Y100/S. ALL MODELS ARE CONSTRUCTED OF CHEMICAL RESISTANT HDPE | POLYETHYLENE, LIGHTWEIGHT, NESTABLE, AND INCLUDE UV INHIBITORS. DOT 49 CFR 173.12 COMPLIANT. ALL DRUMS FEATURE: BLOW-MOLDED HDPE CONSTRUCTION, UNITED NATIONS (UN) CERTIFIED TO HM-181, APPROVED FOR USE WITH PACKING GROUPS I, II, AND III |  | 8 | 8 | 11 | 0.4074 | CF | EA |  |  |  | 35 | 540 16 | US | 1 |  | 0 | STND | 30 | AF | IN | IN | IN | LN | WD | HT | P |  |  | O | O | O | O
GS-07F-238AA | EG-1610MB | EAGLE MFG | LAB DRUM EAGLE LAB PACK 14 GAL BLUE | EG-1610MB | LAB DRUM EAGLE LAB PACK 14 GALLON BLUE, METAL LEVER-LOCK RING | 14 GALLON LAB DRUM, 15" ODX26.5"H EAGLE LAB PACK BLUE, METAL LEVER-LOCK RING. IDEAL FOR THE STORAGE, TRANSPORTATION, CLEAN UP AND SPILL CONTAINMENT OF SMALL CONTAINERS (5 GALLONS OR LESS). CONSTRUCTED OF 100% BLOW-MOLDED HIGH DENSITY POLYETHYLENE | POLY WITH UV INHIBITORS FOR SUPERIOR STRENGTH AND CHEMICAL RESISTANCE. THESE LIGHTWEIGHT DRUMS ARE NESTING AND HDPE INCINERATES COMPLETELY. DRUMS MEET UN RATING 1H2/X65/S AND 1H2/Y100/S. ALL MODELS ARE CONSTRUCTED OF CHEMICAL RESISTANT HDPE | POLYETHYLENE, LIGHTWEIGHT, NESTABLE, AND INCLUDE UV INHIBITORS. DOT 49 CFR 173.12 COMPLIANT. ALL DRUMS FEATURE: BLOW-MOLDED HDPE CONSTRUCTION, UNITED NATIONS (UN) CERTIFIED TO HM-181, APPROVED FOR USE WITH PACKING GROUPS I, II, AND III |  | 9 | 9 | 11 | 0.5156 | CF | EA |  |  |  | 35 | 540 16 | US | 1 |  | 0 | STND | 30 | AF | IN | IN | IN | LN | WD | HT | P |  |  | O | O | O | O
GS-07F-238AA | EG-1612 | EAGLE MFG | SINGLE DRUM HOLDER SECONDARY CONT | EG-1612 | DRUM SECONDARY CONTAINMENT EAGLE DRUM HOLDER | SINGLE DRUM CONTAINMENT UNIT IS IDEAL FOR USE AS A SPILL CONTAINMENT UNIT, A MOBILE PUMPING STATION OR WASTE COLLECTION STATION. WITH THE ADDITION OF THE OPTIONAL EG-1698 DRUM DOLLY YOU CAN EASILY MOVE THE DRUM FOR DISPENSING OR COLLECTION. | HOLDS 65 GALLONS. EAGLE PART # 1612. |  |  | 11 | 11 | 11 | 0.7703 | CF | EA |  |  |  | 195 | 540 16 | US | 1 |  | 0 | STND | 30 | AF | IN | IN | IN | LN | WD | HT | P |  |  | O | O | O | O
GS-07F-238AA | EG-1613 | EAGLE MFG | DRUM CART DRUM BOGIE MOBILE 30-55-95G | EG-1613 | DRUM CART DRUM BOGIE MOBILE DISPENSING UNIT FOR 30 55 AND 95 GALLON DRUMS | EAGLE EG-1613 DRUM BOGIEMOBILE DISPENSING UNIT PROTECTS AGAINST INCIDENTAL SPILLS AND LEAKS - FOR 30, 55 AND 95 GALLON DRUMS. THE DURABLE POLYETHYLENE BOGIE RESISTS CORROSION; HAS 5 SWIVEL CASTERS FOR MAXIMUM STABILITY, LOAD CAPACITY | FEATURES A POLY PUSH PULL HANDLE WITH A VERTICAL LOCKING PORT. SUMP CAPACITY: 12 GALLONS LOAD CAPACITY: 1,375 LBS. SIZE: 31.75" BASIN DIAMETER (35.75") X 9"H BASIN (42"H) WEIGHT: 30 LBS. EAGLE PART # 1613. |  |  | 11 | 11 | 11 | 0.7703 | CF | EA |  |  |  | 30 | 540 16 | US | 1 |  | 0 | STND | 30 | AF | IN | IN | IN | LN | WD | HT | P |  |  | O | O | O | O
GS-07F-238AA | EG-1613HDL | EAGLE MFG | HANDLE REPLCMNT FOR DRUM CART / EAGLE | EG-1613HDL | HANDLE REPLCMNT FOR DRUM CART / EAGLE DRUM BOGIE MOBILE UNIT | EXTRA REPLACEMENT HANDLE FOR EAGLE EG-1613 DRUM BOGIEMOBILE DISPENSING UNIT PROTECTS AGAINST INCIDENTAL SPILLS AND LEAKS - FOR 30, 55 AND 95 GALLON DRUMS. THE DURABLE POLYETHYLENE BOGIE RESISTS CORROSION; HAS 5 SWIVEL CASTERS FOR MAXIMUM STABILITY | FEATURES A POLY PUSH PULL HANDLE WITH A VERTICAL LOCKING PORT. SUMP CAPACITY: 12 GALLONS LOAD CAPACITY: 1,375 LBS. SIZE: 31.75" BASIN DIAMETER (35.75" OAW)X9"H BASIN (42" OAH) WEIGHT: 30 LBS. EAGLE PART # 1613HDL |  |  | 10 | 10 | 11 | 0.6366 | CF | EA |  |  |  | 12 | 540 16 | US | 1 |  | 0 | STND | 30 | AF | IN | IN | IN | LN | WD | HT | P |  |  | O | O | O | O
GS-07F-238AA | EG-1614 | EAGLE MFG | EAGLE DRUM TRAY FOR SPILL PREVENTION | EG-1614 | EAGLE DRUM TRAY FOR SPILL PREVENTION | EAGLE DRUM TRAYS ARE IDEAL UNDER DRUMS WHERE DISPENSING OR FILLING TAKES PLACE TO CATCH INCIDENTAL SPILLS OR LEAKS. HOLDS ONE 30 GALLON OR ONE 55 GALLON DRUM AND COMES WITHOUT GRATING. PHOTO SHOWS DRUM, DRUM TRAY, AND DRUM TRAY DOLLY | CAPACITY: 10 GALLONS. EAGLE PART # 1614. |  |  | 11 | 11 | 11 | 0.7703 | CF | EA |  |  |  | 20 | 540 11 | US | 1 |  | 0 | STND | 30 | AF | IN | IN | IN | LN | WD | HT | P |  |  | O | O | O | O
GS-07F-238AA | EG-1615 | EAGLE MFG | EAGLE DRUM TRAY, GRATING NO WHEELS | EG-1615 | EAGLE DRUM TRAY, GRATING | EAGLE DRUM TRAYS WITH GRATING ARE IDEAL UNDER DRUMS WHERE DISPENSING OR FILLING TAKES PLACE TO CATCH INCIDENTAL SPILLS OR LEAKS. HOLDS ONE 30 GALLON OR ONE 55 GALLON DRUM AND COMES WITH GRATING. PHOTO SHOWS DRUM, DRUM TRAY, AND DRUM TRAY DOLLY | CAPACITY: 10 GALLONS. EAGLE PART # 1615. |  |  | 18 | 18 | 30.5 | 5.7188 | CF | EA |  |  |  | 24 | 540 11 | US | 1 |  | 0 | STND | 30 | AF | IN | IN | IN | LN | WD | HT | P |  |  | O | O | O | O
GS-07F-238AA | EG-1618 | EAGLE MFG | EAGLE SINGLE DRUM TRAY DOLLY ROLLING | EG-1618 | EAGLE DRUM TRAY DOLLY - ROLLING SINGLE DRUM PLATFORM | EAGLE DRUM TRAY DOLLYFOR USE WITH EAGLE DRUM TRAYS. EAGLE DRUM TRAYS ARE IDEAL UNDER DRUMS WHERE DISPENSING OR FILLING TAKES PLACE TO CATCH INCIDENTAL SPILLS OR LEAKS. HOLDS ONE 30 GALLON OR ONE 55 GALLON DRUM | PHOTO SHOWS DRUM, DRUM TRAY, AND DRUM TRAY DOLLY DIMENSIONS: 31"D X6" HIGHSPILL CAPACITY: 10 GALLONS. EAGLE PART # 1618. |  |  | 12.5 | 12.5 | 30.25 | 2.7353 | CF | EA |  |  |  | 19 | 540 11 | US | 1 |  | 0 | STND | 30 | AF | IN | IN | IN | LN | WD | HT | P |  |  | O | O | O | O
GS-07F-238AA | EG-1620 | EAGLE MFG | DRUM PLATFORM EAGLE 2 DRUM SPILL PALLET | EG-1620 | 2 DRUM TALL SPILL PALLET EAGLE | POLYETHYLENE CONSTRUCTION FOR EXCELLENT CHEMICAL RESISTANCE, THE 1620 FEATURES A SPILL CAPACITY OF 66 GALLONS AND GRATING WITH 1.75" OPENINGS WHICH REMOVES EASILY FOR CLEANING. FORKLIFTABLE DESIGN WITH A 3/4" DRAIN PLUG. MEETS EPA REQUIREMENTS | FOR SECONDARY SPILL CONTAINMENT OF HAZARDOUS MATERIALS (40 CFR 264.175). EAGLE PART # 1620. |  |  | 12 | 12 | 12 | 1 | CF | EA |  |  |  | 201 | 540 11 | US | 1 |  | 0 | STND | 30 | AF | IN | IN | IN | LN | WD | HT | P |  |  | O | O | O | O
GS-07F-238AA | EG-1626 | EAGLE MFG | 2 DRUM WORK STATION EAGLE LOW PROF | EG-1626 | DRUM WORK STATION EAGLE 2 DRUM LOW PROFILE, COVER | MODEL EG-1626 TWO DRUM WORKSTATIONA SECURE WAY TO STORE DRUMS INSIDE OR OUTSIDE. LOW PROFILE DESIGN HAS A CAPACITY OF 110 GALLONS FOR SPILL CONTAINMENT STORAGE OF TWO 55 GALLON DRUMS. FORKLIFTABLE. | SPILL CAPACITY: 110 GALLONS. 60"X34"X46". WEIGHT: 130 LBS. COMPLIANCE: EPA 40 CFR 264.175. EAGLE PART # 1626. |  |  | 13 | 13 | 28.5 | 2.7873 | CF | EA |  |  |  | 201 | 540 11 | US | 1 |  | 0 | STND | 30 | AF | IN | IN | IN | LN | WD | HT | P |  |  | O | O | O | O
GS-07F-238AA | EG-1628 | EAGLE MFG | 2 DRUM WORK STATION EAGLE TALL CVR | EG-1628 | DRUM WORK STATION EAGLE 2 DRUM TALL STATION, COVER | MODEL EG-1628 TWO DRUM WORKSTATIONA SECURE WAY TO STORE DRUMS INSIDE OR OUTSIDE. HIGH PROFILE DESIGN HAS A CAPACITY OF 220 GALLONS FOR SPILL CONTAINMENT STORAGE OF TWO 55 GALLON DRUMS WITHOUT THE NEED TO REMOVE PUMP OR DRUM FUNNEL. FORKLIFTABLE | OPTIONAL DOLLY ALLOWS EASIER MOVEMENT ON WORKSITE. SPILL CAPACITY: 220 GALLON 60"X34"X64". WEIGHT: 150 LBS. COMPLIANCE: EPA 40 CFR 264.175. EAGLE PART # 1628. |  |  | 13 | 13 | 29 | 2.8362 | CF | EA |  |  |  | 240 | 540 11 | US | 1 |  | 0 | STND | 30 | AF | IN | IN | IN | LN | WD | HT | P |  |  | O | O | O | O
GS-07F-238AA | EG-1631 | EAGLE MFG | 2 DRUM PLATFORM EAGLE BUDGET BASIN | EG-1631 | DRUM PLATFORM EAGLE 2 DRUM BUDGET BASIN SPILL TRAY | ADD LOW COST SPILL PROTECTION TO YOUR WORKPLACE WITH OUR 2-DRUM SUMP. DRUMS REST ON FLOOR OF THE SUMP WITH 6.5" HIGH SIDEWALL. POLYETHYLENE CONSTRUCTION FOR EXCELLENT CHEMICAL RESISTANCE, THE 1631 FEATURES A SPILL CAPACITY OF 34 GALLONS |  |  |  | 12 | 12 | 12 | 1 | CF | EA |  |  |  | 201 | 540 11 | US | 1 |  | 0 | STND | 30 | AF | IN | IN | IN | LN | WD | HT | P |  |  | O | O | O | O
GS-07F-238AA | EG-1632 | EAGLE MFG | 2 DRUM PLATFORM EAGLE MODULAR PLATFORM | EG-1632 | 2 DRUM SPILL PALLET EAGLE MODULAR PLATFORM | BRING FLEXIBILITY TO YOUR STORAGE AREA! THESE JUSTRITE DRUM SPILL PLATFORMS CAN BE ARRANGED IN AN ENDLESS NUMBER OF CONFIGURATIONS. THE MODULAR PLATFORMS FEATURE A LOW PROFILE FOR EASIER LOADING AND UNLOADING AND ARE COMPATIBLE WITH EAGLE 1689 RAMP | UNITS HAVE A 30 GALLONS PILL CAPACITY PER 2 DRUM SIDE, USE BLOW MOLDED HDPE CONSTRUCTION FOR SUPERIOR STRENGTH AND FEATURE EAGLE'S PATENTED REMOVABLE POLY GRATING | EAGLE PART # 1632. |  | 8 | 8 | 31.5 | 1.1667 | CF | EA |  |  |  | 201 | 540 11 | US | 1 |  | 0 | STND | 30 | AF | IN | IN | IN | LN | WD | HT | P |  |  | O | O | O | O
GS-07F-238AA | EG-1633 | EAGLE MFG | 1 DRUM PLATFORM EAGLE MODULAR PLATFORM | EG-1633 | 1 DRUM SPILL PALLET EAGLE MODULAR PLATFORM | MODEL EG-1633: SINGLE DRUM MODULAR SPILL PLATFORMADD NEW FLEXIBILITY TO YOUR SPILL PROTECTION. THIS UNIT WORKS IN CONJUNCTION WITH OUR 2 AND 4 DRUM MODULAR PLATFORMS (MODELS EG-1632 & EG-1634). THE 1-DRUM PLATFORM IS CONSTRUCTED OF DURABLE HDPE | TY POLYETHYLENE TO RESIST CORROSION, EASILY REMOVABLE GRATING FOR CLEANING, AND FEATURES A LOW PROFILE FOR EASY LOADING AND UNLOADING. INCLUDES 1 U-CHANNEL CONNECTION STRIP. COMPATIBLE WITH THE OPTIONAL EG-1689 RAMP. SPECIFICATIONS: SPILL CAPACITY: 2 | EAGLE PART # 1633. |  | 7.5 | 7.5 | 31.25 | 1.0173 | CF | EA |  |  |  | 32 | 540 11 | US | 1 |  | 0 | STND | 30 | AF | IN | IN | IN | LN | WD | HT | P |  |  | O | O | O | O
GS-07F-238AA | EG-1634 | EAGLE MFG | 4 DRUM PLATFORM EAGLE MODULAR PLATFORM | EG-1634 | 4 DRUM SPILL PALLET EAGLE MODULAR SPILL PLATFORM | BRING FLEXIBILITY TO YOUR STORAGE AREA! THESE PLATFORMS CAN BE ARRANGED IN AN ENDLESS NUMBER OF CONFIGURATIONS. THE MODULAR PLATFORMS FEATURE A LOW PROFILE FOR EASIER LOADING AND UNLOADING AND ARE COMPATIBLE WITH EAGLE'S 1689 RAMP. | 30 GALLONS PILL CAPACITY PER 2 DRUM SIDE, USE BLOW MOLDED HDPE CONSTRUCTION FOR SUPERIOR STRENGTH AND FEATURE EAGLE'S PATENTED REMOVABLE POLY GRATING. EACH 4-DRUM UNIT INCLUDES TWO 2' U-CHANNEL CONNECTORS TO JOIN UNITS. EAGLE PAR |  |  | 12 | 12 | 12 | 1 | CF | EA |  |  |  | 220 | 540 11 | US | 1 |  | 0 | STND | 30 | AF | IN | IN | IN | LN | WD | HT | P |  |  | O | O | O | O
GS-07F-238AA | EG-1637 | EAGLE MFG | 2 DRUM MOBILEP LATFORM SPILL CONTROL | EG-1637 | MOBILE SPILL PALLET 2 DRUM DOLLY ROLLING PLATFORM | EAGLE SPILL PLATFORMS & PALLETS ARE THE MOST FLEXIBLE AND COMPREHENSIVE SPILL PROTECTION, CONTAINMENT AND STORAGE PRODUCTS ON THE MARKET TODAY. POLYETHYLENE CONSTRUCTION FOR EXCELLENT CHEMICAL RESISTANCE AND FEATURE EAGLE REMOVABLE GRATE | EAGLE PART # 1637. |  |  | 12 | 12 | 30.5 | 2.5417 | CF | EA |  |  |  | 230 | 540 11 | US | 1 |  | 0 | STND | 30 | AF | IN | IN | IN | LN | WD | HT | P |  |  | O | O | O | O
GS-07F-238AA | EG-1638 | EAGLE MFG | DRUM PLATFORM EAGLE 4 DRUM BUDGET BASIN | EG-1638 | 4 DRUM SPILL PALLET EAGLE BUDGET BASIN | EAGLE 4-DRUM BUDGET BASIN FITS ON STANDARD 48"X48"WOODEN PALLET FOR ECONOMICAL SPILL PROTECTION. CONSTRUCTED OF BLOW-MOLDED HDPE IN SAFETY YELLOW COLOR FOR SUPERIOR STRENGTH, CHEMICAL RESISTANCE AND DURABILITY. | DRUMS SIT INSIDE THE BASIN, TRANSFERRING THE LOAD TO THE PALLET. EXTERNAL CENTERING GUIDES KEEP BASIN FROM SLIPPING OFF THE PALLET. BASIN HAS A SPILL CAPACITY OF 66 GALLONS AND INCLUDES A 3/4" POLY DRAIN WITH PLUG. | FULLY NEST WHEN EMPTY FOR ECONOMICAL SHIPPING AND STORAGE. (WOODEN PALLET NOT INCLUDED). EAGLE PART # 1638. |  | 8.5 | 8.5 | 30.5 | 1.2752 | CF | EA |  |  |  | 220 | 540 11 | US | 1 |  | 0 | STND | 30 | AF | IN | IN | IN | LN | WD | HT | P |  |  | O | O | O | O
GS-07F-238AA | EG-1640 | EAGLE MFG | DRUM PLATFORM EAGLE 4 DRUM CONTAINMENT | EG-1640 | 4 DRUM SPILL PALLET EAGLE DRUM CONTAINMENT | FOUR DRUM SPILL PALLET. POLYETHYLENE CONSTRUCTION FOR EXCELLENT CHEMICAL RESISTANCE. FEATURES A SPILL CAPACITY OF 90 GALLONS AND GRATING WITH 1.75" SQUARE OPENINGS WHICH REMOVES EASILY FOR CLEANING. FORKLIFTABLE DESIGN WITH A 3/4" DRAIN PLUG | MEETS EPA REQUIREMENTS FOR SECONDARY SPILL CONTAINMENT OF HAZARDOUS MATERIALS (40 CFR 264.175). EAGLE PART # 1640. |  |  | 12 | 12 | 12 | 1 | CF | EA |  |  |  | 220 | 540 11 | US | 1 |  | 0 | STND | 30 | AF | IN | IN | IN | LN | WD | HT | P |  |  | O | O | O | O
GS-07F-238AA | EG-1642S | EAGLE MFG | DRUM PLATFORM GRATING FITS EAGLE 1633 | EG-1642S | DRUM PLATFORM GRATING FOR EG-1633 MODULAR | REPLACEMENT GRATING FOR SPILL PLATFORM MODEL EG-1633. SINGLE DRUM MODULAR SPILL PLATFORMADD NEW FLEXIBILITY TO YOUR SPILL PROTECTION. THIS UNIT WORKS IN CONJUNCTION WITH OUR 2 AND 4 DRUM MODULAR PLATFORMS (MODELS EG-1632 & EG-1634). | CONSTRUCTED OF DURABLE HDPE TO RESIST CORROSION, EASILY REMOVABLE GRATING FOR CLEANING, AND FEATURES A LOW PROFILE FOR EASY LOADING AND UNLOADING. INCLUDES 1 U-CHANNEL CONNECTION STRIP. COMPATIBLE WITH THE OPTIONAL EG-1689 | RAMP. SPECIFICATIONS:SPILL CAPACITY: 2,000 LBS WEIGHT: 16 LBS DIMENSIONS: 26"X26"X6.5"LOAD CAPACITY: 12 GALLONS. EAGLE PART # 1642S. |  | 18 | 18 | 26.25 | 4.9219 | CF | EA |  |  |  | 12 | 540 11 | US | 1 |  | 0 | STND | 30 | AF | IN | IN | IN | LN | WD | HT | P |  |  | O | O | O | O
GS-07F-238AA | EG-1645 | EAGLE MFG | DRUM PLATFORM EAGLE 4 DRUM LOW PROFILE | EG-1645 | DRUM PLATFORM EAGLE 4 DRUM LOW PROFILE CONTAINMENT PALLET | LOW PROFILE SPILL CONTAINMENT PALLET. THESE 4-DRUM LOW PROFILE SPILL CONTAINMENT PALLETS HAVE A 66 GALLONS PILL CAPACITY. CONSTRUCTED OF POLYETHYLENE FOR SUPERIOR STRENGTH AND EXCELLENT CHEMICAL RESISTANCE. | GRATINGS WITH 1.75" OPENINGS THAT REMOVE EASILY FOR CLEANING. FORKLIFTABLE DESIGN WITH. 75" DRAIN PLUG. COMPATIBLE WITH THE OPTIONAL 1689 RAMP, AS SHOWN. EAGLE PART # 1645. |  |  | 12.5 | 12.5 | 25.75 | 2.3284 | CF | EA |  |  |  | 220 | 540 11 | US | 1 |  | 0 | STND | 30 | AF | IN | IN | IN | LN | WD | HT | P |  |  | O | O | O | O
GS-07F-238AA | EG-1646 | EAGLE MFG | 4-DRUM PLATFORM EAGLE NESTING PALLET | EG-1646 | DRUM PLATFORM EAGLE 4-DRUM NESTING CONTAINMENT PALLET | 4 DRUM SPILL PALLET. POLYETHYLENE CONSTRUCTION FOR EXCELLENT CHEMICAL RESISTANCE. FEATURES A SPILL CAPACITY OF 66 GALLONS AND GRATINGS WITH 1.75" SQUARE OPENINGS WHICH REMOVE EASILY FOR CLEANING. FORKLIFTABLE DESIGN WITH A 3/4" DRAIN PLUG. | XOMPATIBLE WITH EAGLE MODEL EG-689 RAMP FOR EASY LOADING AND UNLOADING DRUMS. MEETS EPA REQUIREMENTS FOR SECONDARY SPILL CONTAINMENT OF HAZARDOUS MATERIALS (40 CFR 264.175). SHOWN WITH OPTIONAL RAMP. EAGLE PART # 1646. |  |  | 12 | 12 | 12 | 1 | CF | EA |  |  |  | 220 | 540 11 | US | 1 |  | 0 | STND | 30 | AF | IN | IN | IN | LN | WD | HT | P |  |  | O | O | O | O
GS-07F-238AA | EG-1647 | EAGLE MFG | 4-DRUM PLATFORM EAGLE SPILL PALLET | EG-1647 | DRUM PLATFORM EAGLE 4 DRUM IN-LINE SPILL PALLET | 4 DRUM INLINE SPILL CONTAINMENT PALLET. POLYETHYLENE CONSTRUCTION FOR EXCELLENT CHEMICAL RESISTANCE, THE 1647 FEATURES A SPILL CAPACITY OF 66 GALLONS AND GRATINGS WITH 1.75" SQUARE OPENINGS WHICH REMOVE EASILY FOR CLEANING. | MEETS EPA REQUIREMENTS FOR SECONDARY SPILL CONTAINMENT OF HAZARDOUS MATERIALS (40 CFR 264.175). SHOWN WITH OPTIONAL RAMP. EAGLE PART # 1647. |  |  | 8.5 | 8.5 | 25.5 | 1.0662 | CF | EA |  |  |  | 214 | 540 11 | US | 1 |  | 0 | STND | 30 | AF | IN | IN | IN | LN | WD | HT | P |  |  | O | O | O | O
GS-07F-238AA | EG-1649 | EAGLE MFG | OUTDOOR DRUM STORAGE BLDG 4 DRUM POLY | EG-1649 | OUTDOOR DRUM STORAGE BUILDING EAGLE 4 DRUM POLY | 4-DRUM POLY STORAGE BUILDING. SECURELY STORE UP TO FOUR 55 GALLON DRUMS, UP TO 8,000 POUND LOAD CAPACITY. BUILDING FEATURES FOUR-WAY FORKLIFT POCKETS, VENTED DOOR LOUVERS, 62 GALLONS PILL CAPACITY, REMOVABLE GRATING AND TOP HOOKS FOR MOVING. | OPTIONAL POLY RAMP (MODEL EG-1689). NOTE: TOP HOOKS ARE INTENDED ONLY FOR MOVING AN EMPTY BUILDING. EAGLE PART # 1649. |  |  | 12 | 12 | 12 | 1 | CF | EA |  |  |  | 250 | 540 11 | US | 1 |  | 0 | STND | 30 | AF | IN | IN | IN | LN | WD | HT | P |  |  | O | O | O | O
GS-07F-238AA | EG-1650 | EAGLE MFG | DRUM CONTAINMENT 20 GAL EAGLE SCREWTOP | EG-1650 | DRUM CONTAINMENT 20 GALLON EAGLE LAB PACK DRUM, TOP LID YELLOW | 20 GALLON LAB PACK WITH SCREW TOP LID. IDEAL FOR THE STORAGE, TRANSPORTATION, CLEAN UP AND SPILL CONTAINMENT OF SMALL CONTAINERS (5 GALLONS OR LESS). CONSTRUCTED OF 100% BLOW-MOLDED HIGH DENSITY POLYETHYLENE WITH UV INHIBITORS | THESE LIGHTWEIGHT DRUMS INCINERATE COMPLETELY. DRUMS MEET UN RATING HM-181 1H2/X57/S, PERFORMANCE REQUIREMENTS OF DOT 49 CFR 173.12(B), AND CAN BE USED WITH PACKING GROUPS I, II, F TO 130 F), CHEMICAL AND WEATHER RESISTANT | DS FEATURE CLOSED CELL FOAM OR SILICONE GASKETS, LID CLOSURE INSTRUCTIONS INCLUDED IN EACH DRUM, PLASTIC RING MODELS INCLUDE A POLY BAG, SALVAGE DRUMS PASS 3 PSI PRESSURE TEST, UV PROTECTION PACKAGE, NESTABLE FOR OPTIMUM STORAGE, HDPE INCINERATES CO |  | 12 | 12 | 12 | 1 | CF | EA |  |  |  | 45 | 540 11 | US | 1 |  | 0 | STND | 30 | AF | IN | IN | IN | LN | WD | HT | P |  |  | O | O | O | O
GS-07F-238AA | EG-1652 | EAGLE MFG | DRUM CONTAINMENT 20 GAL EAGLE LL | EG-1652 | DRUM CONTAINMENT 20 GALLON EAGLE LAB PACK DRUM, PLASTIC LEVER-LOCK BAND | DRUM CONTAINMENT 20 GALLON EAGLE LAB PACK DRUM WITH PLASTIC LEVER-LOCK BAND. IDEAL FOR THE STORAGE, TRANSPORTATION, CLEAN UP AND SPILL CONTAINMENT OF SMALL CONTAINERS (5 GALLONS OR LESS). CONSTRUCTED OF 100% BLOW-MOLDED HIGH DENSITY POLYETHYLENE | UV INHIBITORS FOR SUPERIOR STRENGTH AND CHEMICAL RESISTANCE. THESE LIGHTWEIGHT DRUMS ARE NESTING AND INCINERATE COMPLETELY. DRUMS MEET UN RATING HM-181 1H2/X40/S, PERFORMANCE REQUIREMENTS OF DOT 49 CFR 173.12(B) | CHEMICAL AND WEATHER RESISTANT, LIDS FEATURE CLOSED CELL FOAM OR SILICONE GASKETS, LID CLOSURE INSTRUCTIONS INCLUDED IN EACH DRUM, PLASTIC RING MODELS INCLUDE A POLY BAG, SALVAGE DRUMS PASS 3 PSI PRESSURE TEST, UV PROTECTION |  | 12 | 12 | 12 | 1 | CF | EA |  |  |  | 45 | 540 11 | US | 1 |  | 0 | STND | 30 | AF | IN | IN | IN | LN | WD | HT | P |  |  | O | O | O | O
GS-07F-238AA | EG-1654 | EAGLE MFG | DRUM CONTAINMENT 20 GAL EAGLE LL | EG-1654 | DRUM CONTAINMENT 20 GALLON EAGLE LAB PACK DRUM, METAL LEVER-LOCKING BAND | DRUM CONTAINMENT 20 GALLON EAGLE LAB PACK DRUM WITH METAL LEVER-LOCKING BAND. IDEAL FOR THE STORAGE, TRANSPORTATION, CLEAN UP AND SPILL CONTAINMENT OF SMALL CONTAINERS (5 GALLONS OR LESS). CONSTRUCTED OF 100% BLOW-MOLDED HIGH DENSITY POLYETHYLENE | UV INHIBITORS FOR SUPERIOR STRENGTH AND CHEMICAL RESISTANCE. THESE LIGHTWEIGHT SALVAGE DRUMS ARE NESTING AND MEET 3 PSI PRESSURE TEST FOR SALVAGE DRUM COMPLIANCE. THE LIDS FEATURE A CLOSED CELL FOAM GASKET FOR A POSITIVE SEAL | BAND. DRUMS MEET UN RATING HM-181 1H2/X75/S AND PERFORMANCE REQUIREMENTS OF DOT 49 CFR 173.3. ALL DRUMS MEET FDA 21 CFR 177.1520 (FOOD GRADE QUALITY). ALL DRUMS FEATURE: BLOW-MOLDED HDPE CONSTRUCTION, UNITED NATIONS (UN) CERTIFIED TO HM-181, APPROVE |  | 17 | 17 | 21.5 | 3.5958 | CF | EA |  |  |  | 45 | 540 11 | US | 1 |  | 0 | STND | 30 | AF | IN | IN | IN | LN | WD | HT | P |  |  | O | O | O | O
GS-07F-238AA | EG-1660 | EAGLE MFG | DRUM FUNNEL LG HDPE DRUM FUNNEL | EG-1660 | DRUM FUNNEL LARGE HDPE EAGLE DRUM FUNNEL EG-1660 | EAGLE DRUM FUNNEL EG-1660 WITH OPTIONAL FUNNEL COVER. 18"WIDE DRUM FUNNEL FITS BOTH 55 AND 30 GALLON DRUMS. 6" HIGH SIDE WALLS REDUCE SPLASHING AND SPOUT FITS ANY 2" NPT BUNG. | THE OPTIONAL FUNNEL COVER (MODEL EG-1664) KEEPS OUT DIRT AND CONTAMINANTS. COMPLIANCE: EPA 40 CFR 265.173. EAGLE PART # 1660. |  |  | 12.5 | 12.5 | 27 | 2.4414 | CF | EA |  |  |  | 11 | 540 11 | US | 1 |  | 0 | STND | 30 | AF | IN | IN | IN | LN | WD | HT | P |  |  | O | O | O | O
GS-07F-238AA | EG-1661 | EAGLE MFG | DRUM CONTAINMENT 65 GAL EAGLE OVERPAC | EG-1661 | DRUM CONTAINMENT 65 GALLON EAGLE OVERPACK DRUM, TOP LID | DRUM CONTAINMENT 65 GALLON EAGLE OVERPACK DRUM WITH SCREW TOP LID. IDEAL FOR THE STORAGE, TRANSPORTATION, CLEAN UP AND SPILL CONTAINMENT OF LARGER CONTAINERS (55 GALLONS OR SMALLER). CONSTRUCTED OF 100% BLOW-MOLDED HIGH DENSITY POLYETHYLENE WITH UV | INHIBITORS FOR SUPERIOR STRENGTH AND CHEMICAL RESISTANCE. THESE DRUMS INCINERATE COMPLETELY. DRUMS MEET UN RATING HM-181 1H2/X300/S, PERFORMANCE REQUIREMENTS OF DOT 49 CFR 173.25, AND CAN BE USED WITH PACKING GROUPS I, II, F TO 130 F) | WEATHER RESISTANT, LIDS FEATURE CLOSED CELL FOAM OR SILICONE GASKETS, LID CLOSURE INSTRUCTIONS INCLUDED IN EACH DRUM, PLASTIC RING MODELS INCLUDE A POLY BAG, SALVAGE DRUMS PASS 3 PSI PRESSURE TEST, UV PROTECTION PACKAGE, NESTABLE |  | 17 | 17 | 21.5 | 3.5958 | CF | EA |  |  |  | 95 | 540 11 | US | 1 |  | 0 | STND | 30 | AF | IN | IN | IN | LN | WD | HT | P |  |  | O | O | O | O
GS-07F-238AA | EG-1664 | EAGLE MFG | FUNNEL COVER FOR EAGLE LG HDPE DRUM F | EG-1664 | FUNNEL COVER FOR EAGLE LARGE HDPE DRUM FUNNEL | EAGLE DRUM FUNNEL COVER. 18"WIDE COVER FITS EAGLE DRUM FUNNELS EG-1662 AND EG-1660. COVER KEEPS OUT DIRT AND CONTAMINANTS. COMPLIANCE: EPA 40 CFR 265.173. EAGLE PART # 1664. |  |  |  | 12.5 | 12.5 | 27 | 2.4414 | CF | EA |  |  |  | 6 | 540 11 | US | 1 |  | 0 | STND | 30 | AF | IN | IN | IN | LN | WD | HT | P |  |  | O | O | O | O
GS-07F-238AA | EG-1665 | EAGLE MFG | DRUM CONTAINMENT 65 GAL EAGLE SALVAGE | EG-1665 | DRUM CONTAINMENT 65 GALLON EAGLE SALVAGE DRUM | DRUM CONTAINMENT 65 GALLON EAGLE SALVAGE DRUM. IDEAL FOR THE STORAGE, TRANSPORTATION, CLEAN UP AND SPILL CONTAINMENT OF LARGER CONTAINERS (55 GALLONS OR SMALLER). CONSTRUCTED OF 100% BLOW-MOLDED HIGH DENSITY POLYETHYLENE WITH UV INHIBITORS | THESE SALVAGE DRUMS ARE NESTING AND MEET 3 PSI PRESSURE TEST FOR SALVAGE DRUM COMPLIANCE. THE LIDS FEATURE A CLOSED CELL FOAM GASKET FOR A POSITIVE SEAL AND A METAL BOLT BAND. DRUMS MEET UN RATING HM-181 1H2/X200/ | MEETS PERFORMANCE REQUIREMENTS OF DOT 49 CFR 173.3. ALL DRUMS MEET FDA 21 CFR 177.1520 (FOOD GRADE QUALITY). ALL DRUMS FEATURE: BLOW-MOLDED HDPE CONSTRUCTION, UNITED NATIONS (UN) CERTIFIED TO HM-181, APPROVED FOR USE WITH PACKING GROUPS I, II, III |  | 13 | 13 | 20.25 | 1.9805 | CF | EA |  |  |  | 95 | 540 11 | US | 1 |  | 0 | STND | 30 | AF | IN | IN | IN | LN | WD | HT | P |  |  | O | O | O | O
GS-07F-238AA | EG-1666 | EAGLE MFG | DRUM COVER PLASTIC COVER FOR 55 GAL | EG-1666 | DRUM COVER - PLASTIC COVER FOR 55 GAL CLOSED HEAD DRUMS EACH | EAGLE CLOSED HEAD DRUM COVER. 23" DRUM COVER FITS 55 GALLON CLOSED HEAD DRUMS. RIGID, SNAP-ON DESIGN CONSTRUCTED OF HDPE FOR EXCELLENT DURABILITY, WILL NOT CRACK OR SPLIT WHEN COVERING OR UNCOVERING DRUM. RESISTANT TO CHEMICICALS | WORKS WITH ACIDS AND SOLVENTS. DOME SHAPE PREVENTS WATER OR OTHER CONTAMINANTS FROM COLLECTING ON TOP OF DRUM OR COVER. EAGLE PART # 1666. |  |  | 13 | 13 | 24 | 2.3472 | CF | EA |  |  |  | 18 | 540 11 | US | 1 |  | 0 | STND | 30 | AF | IN | IN | IN | LN | WD | HT | P |  |  | O | O | O | O
GS-07F-238AA | EG-1667 | EAGLE MFG | DRUM COVER PLASTIC COVER FOR 55 GAL | EG-1667 | DRUM COVER - PLASTIC COVER FOR 55 GALLON OPEN HEAD DRUMS EACH | EAGLE OPEN HEAD DRUM COVER. 24" DRUM COVER FITS 55 GALLON OPEN HEAD DRUMS. RIGID, SNAP-ON DESIGN CONSTRUCTED OF HIGH DENSITY POLYETHYLENE FOR EXCELLENT DURABILITY, WILL NOT CRACK OR SPLIT WHEN COVERING OR UNCOVERING DRUM. RESISTANT TO MOST CHEMICALS | WORKS WITH ACIDS AND SOLVENTS. DOME SHAPE PREVENTS WATER OR OTHER CONTAMINANTS FROM COLLECTING ON TOP OF DRUM OR COVER. EAGLE PART # 1667 |  |  | 13 | 13 | 23.5 | 2.2983 | CF | EA |  |  |  | 18 | 540 11 | US | 1 |  | 0 | STND | 30 | AF | IN | IN | IN | LN | WD | HT | P |  |  | O | O | O | O
GS-07F-238AA | EG-1670 | EAGLE MFG | YELLOW DRIP PAN FILLED, SORBENT 6 | EG-1670 | YELLOW DRIP PAN FILLED, SORBENT 12 PACK | EAGLE DRIP PANS. KEEP WORK AREAS CLEAN WITH THESE POLYETHYLENE DRIP PANS. FILLED WITH POLYPROPYLENE SORBENT, EACH DRIP PAN HOLDS UP TO 1 GALLON OF OILS, COOLANTS, WATER OR OTHER NON-AGGRESSIVE LIQUIDS. WIDE FLAT DESIGN FOR STABILITY. | PREVENTS LIQUIDS FROM SPILLING OR SPLASHING OUT. LOW PROFILE 3"H EIGHT FITS ALMOST ANYWHERE. IDEAL FOR KEEPING FAUCET AREAS CLEAN. DIMENSIONS- 10.5"X10.5"X3". EAGLE PART # 1670. |  |  | 12 | 12 | 12 | 1 | CF | CA | 12 | CA |  | 12 | 540 11 | US | 1 |  | 0 | STND | 30 | AF | IN | IN | IN | LN | WD | HT | P |  |  | O | O | O | O
GS-07F-238AA | EG-1671 | EAGLE MFG | YELLOW DRIP PANS 12 PACK | EG-1671 | YELLOW DRIP PANS 12 PACK | EAGLE DRIP PANS. KEEP WORK AREAS CLEAN WITH THESE POLYETHYLENE DRIP PANS. EACH DRIP PAN HOLDS UP TO 1 GALLON OF OILS, COOLANTS, WATER OR OTHER NON-AGGRESSIVE LIQUIDS. WIDE FLAT DESIGN FOR STABILITY. | PREVENTS LIQUIDS FROM SPILLING OR SPLASHING OUT. LOW PROFILE 3"H EIGHT FITS ALMOST ANYWHERE. IDEAL FOR KEEPING FAUCET AREAS CLEAN. DIMENSIONS: 10.5"X10.5"X3". EAGLE PART # 1671. |  |  | 13 | 13 | 13 | 1.2714 | CF | CA | 12 | CA |  | 6 | 540 11 | US | 1 |  | 0 | STND | 30 | AF | IN | IN | IN | LN | WD | HT | P |  |  | O | O | O | O
GS-07F-238AA | EG-1677 | EAGLE MFG | SPILL TRAY 5 GAL EAGLE CONTAINMENT U | EG-1677 | SPILL TRAY 5 GALLON EAGLE CONTAINMENT UTILITY TRAY | THIS HDPE TRAY IS AN AFFORDABLE WAY TO CONTAIN SMALL SPILLS UP TO 5 GALLONS. IDEAL FOR COUNTER TOP USE FOR THE WORKING STORAGE OF LAB CHEMICALS, AS A DRIP PAN UNDER DISPENSERS OR AS A FLOOR TRAY UNDER MACHINERY. | RIBBED BOTTOM. 18"X36"X2". EAGLE PART # 1677. |  |  | 12 | 12 | 12 | 1 | CF | EA |  |  |  | 16 | 540 11 | US | 1 |  | 0 | STND | 30 | AF | IN | IN | IN | LN | WD | HT | P |  |  | O | O | O | O
GS-07F-238AA | EG-1680 | EAGLE MFG | IBC PLATFORM 400 GAL IBC CONTAINMENT | EG-1680 | IBC PLATFORM 400 GALLON IBC CONTAINMENT UNIT POLY TUB, STEEL PLATFORM | MODEL EG-1680 IBC SPILL UNIT100% POLYETHYLENE CONTAINMENT TUB WITH HEAVY DUTY METAL PLATFORM. FEATURES A 400 GALLONS ECONDARY SPILL CAPACITY. THE EXTRA WIDE PLATFORM SHELF ACCEPTS IBC UNITS FROM 38" TO 50" IN WIDTH. 10,000 POUND LOAD CAPACITY. | EPA 40 CFR 264.175. EAGLE PART # 1680. |  |  | 10 | 10 | 20.5 | 1.1863 | CF | EA |  |  |  | 270 | 540 11 | US | 1 |  | 0 | STND | 30 | AF | IN | IN | IN | LN | WD | HT | P |  |  | O | O | O | O
GS-07F-238AA | EG-1683 | EAGLE MFG | IBC PLATFORM 400 GAL IBC CONTAINMENT | EG-1683 | IBC PLATFORM 400 GALLON IBC CONTAINMENT UNIT-ALL POLY TUB AND PLATFORM | 1683 ALL-POLY IBC CONTAINMENT UNIT100% POLYETHYLENE CONTAINMENT TUB WITH HEAVY DUTY POLYETHYLENE PLATFORM. MORE CHEMICAL RESISTANCE THAN STEEL FRAME IBC, FEATURES A 400 GALLONS ECONDARY SPILL CAPACITY. THE WIDE PLATFORM SHELF ACCEPTS IBC UNITS | UP TO 50" SQUARE. 10,000 POUND LOAD CAPACITY. COMPLIANCE: EPA 40 CFR 264.175. MODEL 1683 SPECIFICATIONS: SPILL CAPACITY: 400 GALLONS , 280 LBS., DIMENSIONS: 67"X67"X26", LOAD CAPACITY: 10,000 LBS | S. IBC TANK NOT INCLUDED. EAGLE PART # 1683. |  | 12 | 12 | 20.5 | 1.7083 | CF | EA |  |  |  | 245 | 540 11 | US | 1 |  | 0 | STND | 30 | AF | IN | IN | IN | LN | WD | HT | P |  |  | O | O | O | O
GS-07F-238AA | EG-1684 | EAGLE MFG | IBC PLATFORM 500 GAL DOUBLE ALL-POLY | EG-1684 | IBC PLATFORM 500 GALLON DOUBLE ALL-POLY IBC CONTAINMENT UNIT, POLY PLATFORMS | 1684 DOUBLE ALL-POLY IBC CONTAINMENT UNIT100% POLYETHYLENE CONTAINMENT TUB WITH HEAVY DUTY POLYETHYLENE PLATFORM. MORE CHEMICAL RESISTANCE THAN STEEL FRAME IBC, FEATURES TWO BUCKET WELLS, ONE FOR EACH IBC LOCATION, AND A 400 GALLONS SUMP CAPACITY. | EXTRA WIDE PLATFORM SHELF ACCEPTS TWO IBC UNITS UP TO 50" SQUARE. 10,000 POUND LOAD CAPACITY PER IBC CONTAINMENT (20,000 LBS. TOTAL). COMPLIANCE: EPA 40 CFR 264.175. MODEL 1684 SPECIFICATIONS: SPILL CAPACITY: 400 GALLONS , 500 LBS. | 77.5"WX118"L, LOAD CAPACITY: 10,000 LBS. PER IBC, 20,000 LBS TOTAL. EAGLE PART # 1684. |  | 12 | 12 | 12 | 1 | CF | EA |  |  |  | 450 | 540 11 | US | 1 |  | 0 | STND | 30 | AF | IN | IN | IN | LN | WD | HT | P |  |  | O | O | O | O
GS-07F-238AA | EG-1686 | EAGLE MFG | DRUM PLATFORM EAGLE 6 DRUM LOW PROFILE | EG-1686 | DRUM PLATFORM EAGLE 6 DRUM LOW PROFILE SPILL PLATFORM | DRUM PLATFORM, 66 GALLON EAGLE 6 DRUM LOW PROFILE SPILL PLATFORM. THESE SPILL CONTAINMENT PLATFORMS PROVIDE 66 GALLONS OF SECONDARY SPILL CONTAINMENT AND FEATURE A LOW PROFILE DESIGN FOR EASY ACCESS. | EXCELLENT CHEMICAL RESISTANCE, AND INCLUDE EAGLE'S PATENTED POLY GRATINGS WITH 1.75" SQUARE OPENINGS THAT REMOVE EASILY FOR CLEANING. COMPATIBLE WITH EAGLE'S 1689 RAMP FOR EASY LOADING AND UNLOADING. SHOWN WITH OPTIONAL RAMP. | COMPLIANCE: EPA 40 CFR 264.175. EAGLE PART # 1686. |  | 18 | 18 | 35.5 | 6.6563 | CF | EA |  |  |  | 250 | 540 11 | US | 1 |  | 0 | STND | 30 | AF | IN | IN | IN | LN | WD | HT | P |  |  | O | O | O | O
GS-07F-238AA | EG-1688 | EAGLE MFG | DRUM PLATFORM EAGLE 8 DRUM LOW PROFILE | EG-1688 | DRUM PLATFORM EAGLE 8 DRUM LOW PROFILE SPILL PLATFORM | DRUM PLATFORM, 90 GALLON EAGLE 8 DRUM LOW PROFILE SPILL PLATFORM. THESE SPILL CONTAINMENT PLATFORMS PROVIDE 90 GALLONS OF SECONDARY SPILL CONTAINMENT AND FEATURE A LOW PROFILE DESIGN FOR EASY ACCESS. | EXCELLENT CHEMICAL RESISTANCE, AND INCLUDE EAGLE'S PATENTED POLY GRATINGS WITH 1.75" SQUARE OPENINGS THAT REMOVE EASILY FOR CLEANING. COMPATIBLE WITH EAGLE'S 1689 RAMP FOR EASY LOADING AND UNLOADING. SHOWN WITH OPTIONAL RAMP. | COMPLIANCE: EPA 40 CFR 264.175. EAGLE PART # 1688 |  | 12 | 12 | 12 | 1 | CF | EA |  |  |  | 290 | 540 11 | US | 1 |  | 0 | STND | 30 | AF | IN | IN | IN | LN | WD | HT | P |  |  | O | O | O | O
GS-07F-238AA | EG-1689 | EAGLE MFG | EAGLE LOW PROFILE RAMP FOR SPILL PLATFOR | EG-1689 | EAGLE LOW PROFILE RAMP FOR SPILL PLATFORMS | LOW PROFILE RAMP. LOAD AND UNLOAD DRUMS EASILY WITH EAGLE'S 1689 LOW PROFILE RAMP. HDPE CONSTRUCTION FOR SUPERIOR STRENGTH AND EXCELLENT CHEMICAL RESISTANCE. WORKS WITH EAGLE MODELS 1632, 1633, 1634, 1645, 1646, 1647, 1686 & 1688 | EAGLE PART # 1689. |  |  | 18 | 18 | 35.5 | 6.6563 | CF | EA |  |  |  | 49 | 540 11 | US | 1 |  | 0 | STND | 30 | AF | IN | IN | IN | LN | WD | HT | P |  |  | O | O | O | O
GS-07F-238AA | EG-1690 | EAGLE MFG | OVERPACK DRUM 95 GAL EAGLE, SCRE | EG-1690 | OVERPACK DRUM 95 GALLON EAGLE, TOP LID | 95 GALLON EAGLE OVERPACK DRUM WITH SCREW TOP LID. IDEAL FOR THE STORAGE, TRANSPORTATION, CLEAN UP AND SPILL CONTAINMENT OF LARGER CONTAINERS (55 GALLONS OR SMALLER). CONSTRUCTED OF 100% BLOW-MOLDED HIGH DENSITY POLYETHYLENE WITH UV | THESE DRUMS INCINERATE COMPLETELY. DRUMS MEET UN RATING HM-181 1H2/X300/S, PERFORMANCE REQUIREMENTS OF DOT 49 CFR 173.25, AND CAN BE USED WITH PACKING GROUPS I, II, F TO 130 F), CHEMICAL AND WEATHER RESISTANT, | LIDS FEATURE CLOSED CELL FOAM OR SILICONE GASKETS, LID CLOSURE INSTRUCTIONS INCLUDED IN EACH DRUM, PLASTIC RING MODELS INCLUDE A POLY BAG, SALVAGE DRUMS PASS 3 PSI PRESSURE TEST, UV PROTECTION PACKAGE, NESTABLE FOR OPTIMUM STORAGE, HDPE INCINERATES |  | 22.5 | 22.5 | 45 | 13.1836 | CF | EA |  |  |  | 201 | 540 11 | US | 1 |  | 0 | STND | 30 | AF | IN | IN | IN | LN | WD | HT | P |  |  | O | O | O | O
GS-07F-238AA | EG-1695 | EAGLE MFG | SALVAGE DRUM 95 GAL EAGLE OVERPACK D | EG-1695 | SALVAGE DRUM 95 GALLON EAGLE OVERPACK DRUM | 95 GALLON EAGLE SALVAGE DRUM/OVERPACK. IDEAL FOR THE STORAGE, TRANSPORTATION, CLEAN UP AND SPILL CONTAINMENT OF LARGER CONTAINERS (55 GALLONS OR SMALLER). CONSTRUCTED OF 100% BLOW-MOLDED HIGH DENSITY POLYETHYLENE WITH UV | THESE SALVAGE DRUMS ARE NESTING AND MEET 3 PSI PRESSURE TEST FOR SALVAGE DRUM COMPLIANCE. THE LIDS FEATURE A CLOSED CELL FOAM GASKET FOR A POSITIVE SEAL AND A METAL BOLT BAND. DRUMS MEET UN RATING HM-181 1H2/X340/S | RFORMANCE REQUIREMENTS OF DOT 49 CFR 173.3. ALL DRUMS MEET FDA 21 CFR 177.1520 (FOOD GRADE QUALITY). ALL DRUMS FEATURE: BLOW-MOLDED HDPE CONSTRUCTION, UNITED NATIONS (UN) CERTIFIED TO HM-181, APPROVED FOR USE WITH PACKING GROUPS I, II, AND III,UL 94 |  | 26.25 | 26.25 | 50.75 | 20.2372 | CF | EA |  |  |  | 201 | 540 11 | US | 1 |  | 0 | STND | 30 | AF | IN | IN | IN | LN | WD | HT | P |  |  | O | O | O | O
GS-07F-238AA | EG-1701REFL | EAGLE MFG | REFLECTIVE STRAPS FOR COLUMN PROTECTORS- | EG-1701REFL | REFLECTIVE STRAPS FOR COLUMN PROTECTORS-CS/2 | REFLECTIVE STRAPS FOR COLUMN PROTECTORS-SET OF 2. COLUMN HALVES (SOLD SEPARATELY) ATTACH WITH THESE EASY-TO-INSTALL STRAPS. EAGLE PART # 1701REFL. |  |  |  | 9.25 | 9.25 | 26 | 1.2874 | CF | CA | 2 | CA |  | 2 | 540 11 | US | 1 |  | 0 | STND | 30 | AF | IN | IN | IN | LN | WD | HT | P |  |  | O | O | O | O
GS-07F-238AA | EG-1704 | EAGLE MFG | 4-6" NARROW COLUMN PROTECTOR | EG-1704 | 4-6" NARROW COLUMN PROTECTOR | 4-6" NARROW COLUMN PROTECTOR. AFFORDABLE PROTECTION FOR WAREHOUSE AND FACTORY COLUMNS AND BEAMS. ALL SIZES ARE AVAILABLE IN HIGH VISIBILITY ORANGE (OR) AND LIME GREEN (LM) WITH REFLECTIVE STRAPS. THESE BLOW-MOLDED 100% HDPE | PROTECTORS FIT 6", 8", 10" AND 12" ROUND OR SQUARE SUPPORTS. NO TOOLS REQUIRED. TWO HALVES ATTACH WITH EASY-TO-INSTALL STRAPS. EAGLE PART # 1704. |  |  | 10 | 10 | 26 | 1.5046 | CF | EA |  |  |  | 16 | 540 11 | US | 1 |  | 0 | STND | 30 | AF | IN | IN | IN | LN | WD | HT | P |  |  | O | O | O | O
GS-07F-238AA | EG-1706 | EAGLE MFG | 6" COLUMN PROTECTOR YELLOW, NON-REF | EG-1706 | 6" COLUMN PROTECTOR YELLOW, NON-REFLECTIVE BANDS | 6" COLUMN PROTECTOR, YELLOW WITH NON-REFLECTIVE BANDS. AFFORDABLE PROTECTION FOR WAREHOUSE AND FACTORY COLUMNS AND BEAMS. ALL SIZES ARE AVAILABLE IN HIGH VISIBILITY ORANGE (OR) AND LIME GREEN (LM) WITH REFLECTIVE STRAPS. THESE BLOW-MOLDED 100% HDPE | PROTECTORS FIT 6", 8", 10" AND 12" ROUND OR SQUARE SUPPORTS. NO TOOLS REQUIRED. TWO HALVES ATTACH WITH EASY-TO-INSTALL STRAPS. EAGLE PART # 1706. |  |  | 10 | 10 | 26 | 1.5046 | CF | EA |  |  |  | 85 | 540 11 | US | 1 |  | 0 | STND | 30 | AF | IN | IN | IN | LN | WD | HT | P |  |  | O | O | O | O
GS-07F-238AA | EG-1706LM | EAGLE MFG | 6" COLUMN PROTECTOR LIME, REFLECTIV | EG-1706LM | 6" COLUMN PROTECTOR LIME, REFLECTIVE BANDS | 6" COLUMN PROTECTOR, LIME WITH REFLECTIVE BANDS. AFFORDABLE PROTECTION FOR WAREHOUSE AND FACTORY COLUMNS AND BEAMS. ALL SIZES ARE AVAILABLE IN HIGH VISIBILITY ORANGE (OR) AND LIME GREEN (LM) WITH REFLECTIVE STRAPS. THESE BLOW-MOLDED 100% HDPE | PROTECTORS FIT 6", 8", 10" AND 12" ROUND OR SQUARE SUPPORTS. NO TOOLS REQUIRED. TWO HALVES ATTACH WITH EASY-TO-INSTALL STRAPS. EAGLE PART # 1706LM. |  |  | 10 | 10 | 26 | 1.5046 | CF | EA |  |  |  | 85 | 540 11 | US | 1 |  | 0 | STND | 30 | AF | IN | IN | IN | LN | WD | HT | P |  |  | O | O | O | O
GS-07F-238AA | EG-1706OR | EAGLE MFG | 6" COLUMN PROTECTOR ORANGE, REFLECT | EG-1706OR | 6" COLUMN PROTECTOR ORANGE, REFLECTIVE BANDS | 6" COLUMN PROTECTOR, ORANGE WITH REFLECTIVE BANDS. AFFORDABLE PROTECTION FOR WAREHOUSE AND FACTORY COLUMNS AND BEAMS. ALL SIZES ARE AVAILABLE IN HIGH VISIBILITY ORANGE (OR) AND LIME GREEN (LM) WITH REFLECTIVE STRAPS. THESE BLOW-MOLDED 100% HDPE | PROTECTORS FIT 6", 8", 10" AND 12" ROUND OR SQUARE SUPPORTS. NO TOOLS REQUIRED. TWO HALVES ATTACH WITH EASY-TO-INSTALL STRAPS. EAGLE PART # 1706OR. |  |  | 12 | 12 | 26 | 2.1667 | CF | EA |  |  |  | 85 | 540 11 | US | 1 |  | 0 | STND | 30 | AF | IN | IN | IN | LN | WD | HT | P |  |  | O | O | O | O
GS-07F-238AA | EG-1708 | EAGLE MFG | 8" COLUMN PROTECTOR YELLOW, NON-REF | EG-1708 | 8" COLUMN PROTECTOR YELLOW, NON-REFLECTIVE BANDS | 8" COLUMN PROTECTOR, YELLOW WITH NON-REFLECTIVE BANDS. AFFORDABLE PROTECTION FOR WAREHOUSE AND FACTORY COLUMNS AND BEAMS. ALL SIZES ARE AVAILABLE IN HIGH VISIBILITY ORANGE (OR) AND LIME GREEN (LM) WITH REFLECTIVE STRAPS. THESE BLOW-MOLDED 100% HDPE | PROTECTORS FIT 6", 8", 10" AND 12" ROUND OR SQUARE SUPPORTS. NO TOOLS REQUIRED. TWO HALVES ATTACH WITH EASY-TO-INSTALL STRAPS. EAGLE PART # 1708. |  |  | 12 | 12 | 12 | 1 | CF | EA |  |  |  | 92 | 540 11 | US | 1 |  | 0 | STND | 30 | AF | IN | IN | IN | LN | WD | HT | P |  |  | O | O | O | O
GS-07F-238AA | EG-1708LM | EAGLE MFG | 8" COLUMN PROTECTOR LIME, REFLECTIV | EG-1708LM | 8" COLUMN PROTECTOR LIME, REFLECTIVE BANDS | 8" COLUMN PROTECTOR, LIME WITH REFLECTIVE BANDS. AFFORDABLE PROTECTION FOR WAREHOUSE AND FACTORY COLUMNS AND BEAMS. ALL SIZES ARE AVAILABLE IN HIGH VISIBILITY ORANGE (OR) AND LIME GREEN (LM) WITH REFLECTIVE STRAPS. THESE BLOW-MOLDED 100% HDPE | PROTECTORS FIT 6", 8", 10" AND 12" ROUND OR SQUARE SUPPORTS. NO TOOLS REQUIRED. TWO HALVES ATTACH WITH EASY-TO-INSTALL STRAPS. EAGLE PART # 1708LM. |  |  | 10 | 10 | 26 | 1.5046 | CF | EA |  |  |  | 92 | 540 11 | US | 1 |  | 0 | STND | 30 | AF | IN | IN | IN | LN | WD | HT | P |  |  | O | O | O | O
GS-07F-238AA | EG-1708OR | EAGLE MFG | 8" COLUMN PROTECTOR ORANGE, REFLECT | EG-1708OR | 8" COLUMN PROTECTOR ORANGE, REFLECTIVE BANDS | 8" COLUMN PROTECTOR, ORANGE WITH REFLECTIVE BANDS. AFFORDABLE PROTECTION FOR WAREHOUSE AND FACTORY COLUMNS AND BEAMS. ALL SIZES ARE AVAILABLE IN HIGH VISIBILITY ORANGE (OR) AND LIME GREEN (LM) WITH REFLECTIVE STRAPS. THESE BLOW-MOLDED 100% HDPE | PROTECTORS FIT 6", 8", 10" AND 12" ROUND OR SQUARE SUPPORTS. NO TOOLS REQUIRED. TWO HALVES ATTACH WITH EASY-TO-INSTALL STRAPS. EAGLE PART # 1708OR. |  |  | 12.5 | 12.5 | 30.5 | 2.7579 | CF | EA |  |  |  | 92 | 540 11 | US | 1 |  | 0 | STND | 30 | AF | IN | IN | IN | LN | WD | HT | P |  |  | O | O | O | O
GS-07F-238AA | EG-1710 | EAGLE MFG | 10" COLUMN PROTECTOR YELLOW, NON-RE | EG-1710 | 10" COLUMN PROTECTOR YELLOW, NON-REFLECTIVE BANDS | 10" COLUMN PROTECTOR, YELLOW WITH NON-REFLECTIVE BANDS. AFFORDABLE PROTECTION FOR WAREHOUSE AND FACTORY COLUMNS AND BEAMS. ALL SIZES ARE AVAILABLE IN HIGH VISIBILITY ORANGE (OR) AND LIME GREEN (LM) WITH REFLECTIVE STRAPS. THESE BLOW-MOLDED 100% HDPE | PROTECTORS FIT 6", 8", 10" AND 12" ROUND OR SQUARE SUPPORTS. NO TOOLS REQUIRED. TWO HALVES ATTACH WITH EASY-TO-INSTALL STRAPS. EAGLE PART # 1710. |  |  | 11 | 11 | 11 | 0.7703 | CF | EA |  |  |  | 99 | 540 11 | US | 1 |  | 0 | STND | 30 | AF | IN | IN | IN | LN | WD | HT | P |  |  | O | O | O | O
GS-07F-238AA | EG-1710LM | EAGLE MFG | 10" COLUMN PROTECTOR LIME, REFLECTI | EG-1710LM | 10" COLUMN PROTECTOR LIME, REFLECTIVE BANDS | 10" COLUMN PROTECTOR, LIME WITH REFLECTIVE BANDS. AFFORDABLE PROTECTION FOR WAREHOUSE AND FACTORY COLUMNS AND BEAMS. ALL SIZES ARE AVAILABLE IN HIGH VISIBILITY ORANGE (OR) AND LIME GREEN (LM) WITH REFLECTIVE STRAPS. THESE BLOW-MOLDED 100% HDPE | PROTECTORS FIT 6", 8", 10" AND 12" ROUND OR SQUARE SUPPORTS. NO TOOLS REQUIRED. TWO HALVES ATTACH WITH EASY-TO-INSTALL STRAPS. EAGLE PART # 1710LM. |  |  | 9.25 | 9.25 | 30.5 | 1.5102 | CF | EA |  |  |  | 99 | 540 11 | US | 1 |  | 0 | STND | 30 | AF | IN | IN | IN | LN | WD | HT | P |  |  | O | O | O | O
GS-07F-238AA | EG-1710OR | EAGLE MFG | 10" COLUMN PROTECTOR ORANGE, REFLEC | EG-1710OR | 10" COLUMN PROTECTOR ORANGE, REFLECTIVE BANDS | 10" COLUMN PROTECTOR, ORANGE WITH REFLECTIVE BANDS. AFFORDABLE PROTECTION FOR WAREHOUSE AND FACTORY COLUMNS AND BEAMS. ALL SIZES ARE AVAILABLE IN HIGH VISIBILITY ORANGE (OR) AND LIME GREEN (LM) WITH REFLECTIVE STRAPS. THESE BLOW-MOLDED 100% HDPE | PROTECTORS FIT 6", 8", 10" AND 12" ROUND OR SQUARE SUPPORTS. NO TOOLS REQUIRED. TWO HALVES ATTACH WITH EASY-TO-INSTALL STRAPS. EAGLE PART # 1710OR. |  |  | 10 | 10 | 30.5 | 1.765 | CF | EA |  |  |  | 99 | 540 11 | US | 1 |  | 0 | STND | 30 | AF | IN | IN | IN | LN | WD | HT | P |  |  | O | O | O | O
GS-07F-238AA | EG-1712 | EAGLE MFG | 12" COLUMN PROTECTOR YELLOW, NON-RE | EG-1712 | 12" COLUMN PROTECTOR YELLOW, NON-REFLECTIVE BANDS | 12" COLUMN PROTECTOR, YELLOW WITH NON-REFLECTIVE BANDS. AFFORDABLE PROTECTION FOR WAREHOUSE AND FACTORY COLUMNS AND BEAMS. ALL SIZES ARE AVAILABLE IN HIGH VISIBILITY ORANGE (OR) AND LIME GREEN (LM) WITH REFLECTIVE STRAPS. THESE BLOW-MOLDED 100% HDPE | PROTECTORS FIT 6", 8", 10" AND 12" ROUND OR SQUARE SUPPORTS. NO TOOLS REQUIRED. TWO HALVES ATTACH WITH EASY-TO-INSTALL STRAPS. EAGLE PART # 1712. |  |  | 11 | 11 | 11 | 0.7703 | CF | EA |  |  |  | 113 | 540 11 | US | 1 |  | 0 | STND | 30 | AF | IN | IN | IN | LN | WD | HT | P |  |  | O | O | O | O
GS-07F-238AA | EG-1712LM | EAGLE MFG | 12" COLUMN PROTECTOR LIME, REFLECTI | EG-1712LM | 12" COLUMN PROTECTOR LIME, REFLECTIVE BANDS | 12" COLUMN PROTECTOR, LIME WITH REFLECTIVE BANDS. AFFORDABLE PROTECTION FOR WAREHOUSE AND FACTORY COLUMNS AND BEAMS. ALL SIZES ARE AVAILABLE IN HIGH VISIBILITY ORANGE (OR) AND LIME GREEN (LM) WITH REFLECTIVE STRAPS. THESE BLOW-MOLDED 100% HDPE | PROTECTORS FIT 6", 8", 10" AND 12" ROUND OR SQUARE SUPPORTS. NO TOOLS REQUIRED. TWO HALVES ATTACH WITH EASY-TO-INSTALL STRAPS. EAGLE PART # 1712LM. |  |  | 11 | 11 | 29 | 2.0307 | CF | EA |  |  |  | 113 | 540 11 | US | 1 |  | 0 | STND | 30 | AF | IN | IN | IN | LN | WD | HT | P |  |  | O | O | O | O
GS-07F-238AA | EG-1712OR | EAGLE MFG | 12" COLUMN PROTECTOR ORANGE, REFLEC | EG-1712OR | 12" COLUMN PROTECTOR ORANGE, REFLECTIVE BANDS | 12" COLUMN PROTECTOR, ORANGE WITH REFLECTIVE BANDS. AFFORDABLE PROTECTION FOR WAREHOUSE AND FACTORY COLUMNS AND BEAMS. ALL SIZES ARE AVAILABLE IN HIGH VISIBILITY ORANGE (OR) AND LIME GREEN (LM) WITH REFLECTIVE STRAPS. THESE BLOW-MOLDED 100% HDPE | PROTECTORS FIT 6", 8", 10" AND 12" ROUND OR SQUARE SUPPORTS. NO TOOLS REQUIRED. TWO HALVES ATTACH WITH EASY-TO-INSTALL STRAPS. EAGLE PART # 1712OR. |  |  | 11 | 11 | 29 | 2.0307 | CF | EA |  |  |  | 113 | 540 11 | US | 1 |  | 0 | STND | 30 | AF | IN | IN | IN | LN | WD | HT | P |  |  | O | O | O | O
GS-07F-238AA | EG-1713BLK | EAGLE MFG | BOLLARD POST SLEEVE CLASSIC BLACK | EG-1713BLK | BOLLARD POST SLEEVE - CLASSIC BLACK | DIMENSIONS: 12.5" BASE DIAX37"H. STURDY HDPE CONSTRUCTION IS RESISTANT TO WEATHER, UV RAYS, CHEMICALS, INSECTS, CRACKS AND DENTS. CHOOSE FROM 3 DISTINCTIVE STYLES: CLASSIC, GOLF TRADITIONS OR HITCHING POST. SLIP OVER 4" X4"WOODEN POST OR STEEL POST | STURDY HDPE CONSTRUCTION IS RESISTANT TO WEATHER, UV RAYS, CHEMICALS, INSECTS, CRACKS AND DENTS. CHOOSE FROM 3 DISTINCTIVE STYLES: CLASSIC, GOLF TRADITIONS OR HITCHING POST. SLIP OVER 4" X4"WOODEN POST OR STEEL POST. | WEATHER AND UV RESISTANT ADDS VALUE TO PROPERTY DURABLE YET LIGHTWEIGHT LOOKS LIKE CAST IRON EASY INSTALLATION OPTIONS - ANCHOR DIRECTLY TO CONCRETE OR ASPHALT, SLIP-OVER A 4"X4" TREATED POST OR FOR ADDITIONAL SECURITY, FIT OVER A 4"X24" |  | 11 | 11 | 29 | 2.0307 | CF | EA |  |  |  | 25.7 | 540 11 | US | 1 |  | 0 | STND | 30 | AF | IN | IN | IN | LN | WD | HT | P |  |  | O | O | O | O
GS-07F-238AA | EG-1714BLK | EAGLE MFG | BOLLARD POST SLEEVE GOLF BALL BLK | EG-1714BLK | BOLLARD POST SLEEVE - GOLF TRADITIONS BLACK OR WHITE | BOLLARD POST SLEEVE - GOLF TRADITIONS STYLE, CHOOSE BLACK OR WHITE. 12.5" BASE DIAX37"H. POST SLEEVES ARE USED TO DELINEATE HUMAN OR VEHICULAR TRAFFIC AND TO MARK BOUNDARIES. STURDY HDPE CONSTRUCTION IS RESISTANT TO WEATHER, UV RAYS, CHEMICALS | CLASSIC STYLE WITH VERTICAL FLUTES, HORIZONTAL RINGS, AND DISTINCTIVE FINIALS. SLIPS EASILY OVER 4X4 WOODEN POST OR STEEL BOLLARD POST, OR CAN BE USED AS A STAND ALONE WITH OPTIONAL 10 LB BASE EG-1718BASE. BOLLARD POST SLEEVE | OFFERED IN 3 DISTINCTIVE STYLES: CLASSIC, GOLF TRADITIONS OR HITCHING POST. EAGLE PART # 1714BLK. |  | 11 | 11 | 11 | 0.7703 | CF | EA |  |  |  | 25.7 | 540 11 | US | 1 |  | 0 | STND | 30 | AF | IN | IN | IN | LN | WD | HT | P |  |  | O | O | O | O
GS-07F-238AA | EG-1715BLK | EAGLE MFG | BOLLARD POST SLEEVE HITCHING POST BLK | EG-1715BLK | BOLLARD POST SLEEVE - HITCHING POST BLACK | BOLLARD POST SLEEVE - HITCHING POST HORSE HEAD STYLE. 12.5" BASE DIAX43"H. POST SLEEVES ARE USED TO DELINEATE HUMAN OR VEHICULAR TRAFFIC AND TO MARK BOUNDARIES. STURDY HDPE CONSTRUCTION IS RESISTANT TO WEATHER, UV RAYS, CHEMICALS, INSECTS, CRACKS | CLASSIC STYLE WITH VERTICAL FLUTES, HORIZONTAL RINGS, AND DISTINCTIVE FINIALS. SLIPS EASILY OVER 4X4 WOODEN POST OR STEEL BOLLARD POST, OR CAN BE USED AS A STAND ALONE WITH OPTIONAL 10 LB BASE EG-1718BASE. BOLLARD POST SLEEVES ARE OFFERED | OFFERED IN 3 DISTINCTIVE STYLES: CLASSIC, GOLF TRADITIONS OR HITCHING POST. EAGLE PART # 1715BLK. |  | 12.5 | 12.5 | 35.5 | 3.21 | CF | EA |  |  |  | 25.7 | 540 11 | US | 1 |  | 0 | STND | 30 | AF | IN | IN | IN | LN | WD | HT | P |  |  | O | O | O | O
GS-07F-238AA | EG-1718BASE | EAGLE MFG | BOLLARD POST SLEEVE BASE MOLDED RUBBER | EG-1718BASE | BOLLARD POST SLEEVE BASE MOLDED RUBBER | RUBBER BASE FOR EAGLE DECORATIVE POST SLEEVES. MAKE A DECORATIVE POST SLEEVE INTO A STAND-ALONE POST WITH THIS 10 LB RUBBER AND POLY BASE. FITS ALL THREE STYLES: CLASSIC, GOLF TRADITIONS OR HITCHING POST. EAGLE PART # 1718BASE. |  |  |  | 12.5 | 12.5 | 35.5 | 3.21 | CF | EA |  |  |  | 20 | 540 11 | US | 1 |  | 0 | STND | 30 | AF | IN | IN | IN | LN | WD | HT | P |  |  | O | O | O | O
GS-07F-238AA | EG-1719BLK | EAGLE MFG | REPLCMNT CHAIN FOR BOLLARD POST BLK | EG-1719BLK | REPLCMNT CHAIN KIT FOR BOLLARD POST SLEEVES - BLACK | REPLACEMENT 6' CHAIN FOR EAGLE DECORATIVE POST SLEEVES, BLACK. EAGLE PART # 1719BLK. |  |  |  | 12 | 12 | 32 | 2.6667 | CF | EA |  |  |  | 4 | 540 16 | US | 1 |  | 0 | STND | 30 | AF | IN | IN | IN | LN | WD | HT | P |  |  | O | O | O | O
GS-07F-238AA | EG-1719WHT | EAGLE MFG | REPLCMNT CHAIN FOR BOLLARD POST WHTE | EG-1719WHT | REPLCMNT CHAIN KIT FOR BOLLARD POST SLEEVES - WHITE | REPLACEMENT 6' CHAIN FOR EAGLE DECORATIVE POST SLEEVES, WHITE/BEIGE. EAGLE PART # 1719WHT. |  |  |  | 12 | 12 | 12 | 1 | CF | EA |  |  |  | 4 | 540 16 | US | 1 |  | 0 | STND | 30 | AF | IN | IN | IN | LN | WD | HT | P |  |  | O | O | O | O
GS-07F-238AA | EG-1720 | EAGLE MFG | CORNER GUARDS SMALL 24"H DPE CORNER PROT | EG-1720 | CORNER GUARDS SMALL 24"H DPE CORNER PROTECTOR | HDPE CORNER PROTECTORS DEFLECT THE IMPACT, HELPING TO PROTECT PLANT AREAS PRONE TO DAMAGE BY FORK TRUCK, HAND TRUCK, OR PERSONNEL TRAFFIC. INSTALL ON OVERHEAD DOOR FRAMES, H-FRAME RACKING, FACTORY CORNERS OR USE HORIZONTALLY AS RACK GUARDS | USE INSIDE OR OUT - RUST-RESISTANT, STRESS RESISTANT, AND FEATURES UV INHIBITORS. PROVIDE EASY INSTALLATION WITH BOLTS OR OPTIONAL STRAPS (NOT PROVIDED). AVAILABLE IN TWO SIZES TO MEET MOST PROTECTION NEEDS, SOLD IN SETS OF TWO | 4"X8" AND OUTSIDE MEASUREMENTS OF 6"X10". SOLD IN SETS OF TWO. EAGLE PART # 1720. |  | 12 | 12 | 32 | 2.6667 | CF | CA | 2 | CA |  | 20 | 540 16 | US | 1 |  | 0 | STND | 30 | AF | IN | IN | IN | LN | WD | HT | P |  |  | O | O | O | O
GS-07F-238AA | EG-1725 | EAGLE MFG | CORNER GUARDS LG 42"H DPE CORNER PROT | EG-1725 | CORNER GUARDS LARGE 42"H DPE CORNER PROTECTOR | HDPE CORNER PROTECTORS DEFLECT THE IMPACT, HELPING TO PROTECT PLANT AREAS PRONE TO DAMAGE BY FORK TRUCK, HAND TRUCK, OR PERSONNEL TRAFFIC. INSTALL ON OVERHEAD DOOR FRAMES, H-FRAME RACKING, FACTORY CORNERS OR USE HORIZONTALLY AS RACK GUARDS | USE INSIDE OR OUT - RUST-RESISTANT, STRESS RESISTANT, AND FEATURES UV INHIBITORS. PROVIDE EASY INSTALLATION WITH BOLTS OR OPTIONAL STRAPS (NOT PROVIDED). AVAILABLE IN TWO SIZES TO MEET MOST PROTECTION NEEDS, SOLD IN SETS OF TWO | 4"X8" AND OUTSIDE MEASUREMENTS OF 6"X10". SOLD IN SETS OF TWO. EAGLE PART # 1725. |  | 12 | 12 | 32 | 2.6667 | CF | CA | 2 | CA |  | 39 | 540 16 | US | 1 |  | 0 | STND | 30 | AF | IN | IN | IN | LN | WD | HT | P |  |  | O | O | O | O
GS-07F-238AA | EG-1726 | EAGLE MFG | WALL PROTECTOR 6X42"H DPE SET OF 2 | EG-1726 | WALL PROTECTOR 6" X42"H DPE | WALL PROTECTOR 6"X42"H DPE, SET OF 2. IT'S A GREAT WAY TO PROTECT YOUR WALLS. OUR WALL PROTECTORS HELP PREVENT DAMAGE TO WALLS IN AREAS WITH FORKLIFT, HAND TRUCK OR DRUM TRAFFIC. THESE GUARDS ARE HIGH-VISIBILITY YELLOW HDPE | NEVER NEED PAINTING AND RESIST CRACKING AND CHIPPING. EACH IMPACT RESISTANT PANEL CAN BE MOUNTED END TO END, AND FEATURES UNIQUE ENERGY ABSORBING CONSTRUCTION. SOLD IN SETS OF TWO. (ANCHORS NOT INCLUDED). EAGLE PART # 1726. |  |  | 12 | 12 | 32 | 2.6667 | CF | EA |  |  |  | 39 | 540 16 | US | 1 |  | 0 | STND | 30 | AF | IN | IN | IN | LN | WD | HT | P |  |  | O | O | O | O
GS-07F-238AA | EG-1728 | EAGLE MFG | WALL PROTECTOR 10X42"H DPE SET OF 2 | EG-1728 | WALL PROTECTOR 10" X42"H DPE | WALL PROTECTOR 10"X42"H DPE, SET OF 2. IT'S A GREAT WAY TO PROTECT YOUR WALLS. OUR WALL PROTECTORS HELP PREVENT DAMAGE TO WALLS IN AREAS WITH FORKLIFT, HAND TRUCK OR DRUM TRAFFIC. THESE GUARDS ARE HIGH-VISIBILITY YELLOW HDPE | NEVER NEED PAINTING AND RESIST CRACKING AND CHIPPING. EACH IMPACT RESISTANT PANEL CAN BE MOUNTED END TO END, AND FEATURES UNIQUE ENERGY ABSORBING CONSTRUCTION. SOLD IN SETS OF TWO. (ANCHORS NOT INCLUDED). EAGLE PART # 1728. |  |  | 12 | 12 | 32 | 2.6667 | CF | EA |  |  |  | 39 | 540 16 | US | 1 |  | 0 | STND | 30 | AF | IN | IN | IN | LN | WD | HT | P |  |  | O | O | O | O
GS-07F-238AA | EG-1730 | EAGLE MFG | BOLLARD COVERS 6X56" BUMPER BOLLARD | EG-1730 | BOLLARD COVERS 6"X56" BUMPER BOLLARD POST SLEEVE RIBBED CHOOSE COLOR | 6" BUMPER POST SLEEVE, CHOOSE FROM YELLOW, BLACK, BLUE, BROWN, GREEN, LIME, ORANGE, RED, AND WHITE. NO NEED TO PAINT AND SCRAPE, THESE BUMPER BOLLARD POST SLEEVES MAKE OLD BOLLARD POSTS LOOK LIKE NEW! HIGH-VISIBILITY BRIGHTLY-COLORED HDPE | UV INHIBITORS RESIST FADING, RUSTING OR CRACKING. ELIMINATES ANNUAL MAINTENANCE WHILE HELPING TO PROTECT VEHICLES AND THE POST FROM IMPACT DAMAGE. UNIQUE VERTICAL RIBS PROVIDE EXTRA IMPACT PROTECTION WHILE ALLOWING FOR EASY SLIDE-ON INSTALLATION. | SLEEVES ARE AVAILABLE IN LENGTHS UP TO 72" AND CAN BE TRIMMED FOR AN EXACT FIT. AVAILABLE TO FIT 4", 6" AND 8" NPT PIPE SIZES. EAGLE PART # 1730. MODEL # SIZE COLOR INSIDE DIAMETER OUTSIDEDIAMETER HEIGHT WEIGHT EG-1732 4" YELLOW 4.750" 5.750" 56 |  | 12 | 12 | 32 | 2.6667 | CF | EA |  |  |  | 24 | 540 16 | US | 1 |  | 0 | STND | 30 | AF | IN | IN | IN | LN | WD | HT | P |  |  | O | O | O | O
GS-07F-238AA | EG-1730BASE | EAGLE MFG | POLY BASE FOR 6" BOLLARD COVER SLEEVE | EG-1730BASE | POLY BASE FOR 6" BOLLARD COVER SLEEVE | BOLLARD POST SLEEVES, EXTRA LONG. INSIDE DIAMETER: 6.875" OUTSIDE DIAMETER: 7.875"H EIGHT: 72". NO NEED TO PAINT AND SCRAPE, THESE BUMPER BOLLARD POST SLEEVES MAKE OLD BOLLARD POSTS LOOK LIKE NEW! HIGH-VISIBILITY YELLOW HDPE CONSTRUCTION WITH UV | UV INHIBITORS RESIST FADING, RUSTING OR CRACKING. ELIMINATES ANNUAL MAINTENANCE WHILE HELPING TO PROTECT VEHICLES AND THE POST FROM IMPACT DAMAGE. UNIQUE VERTICAL RIBS PROVIDE EXTRA IMPACT PROTECTION WHILE ALLOWING FOR EASY SLIDE-ON INSTALLATION. | AVAILABLE IN LENGTHS UP TO 72" AND CAN BE TRIMMED FOR AN EXACT FIT. MODEL # SIZE COLOR INSIDE DIAMETER OUTSIDEDIAMETER HEIGHT WEIGHT EG-1732 4" YELLOW 4.750" 5.750" 56" 8 LBS EG-1730 6" YELLOW 6.875" 7.875" 56" 10 LBS EG-1738 8" YELLOW 8.875" 10. |  | 12 | 12 | 32 | 2.6667 | CF | EA |  |  |  | 25.7 | 540 16 | US | 1 |  | 0 | STND | 30 | AF | IN | IN | IN | LN | WD | HT | P |  |  | O | O | O | O
GS-07F-238AA | EG-1731 | EAGLE MFG | POLY BOLLARD POST 5" ROUND YELLOW WITH | EG-1731 | POLY BOLLARD POST 42" X5" ROUND YELLOW, POLY BASE | POLY BASE FOR DECORATIVE BOLLARD POST SLEEVES ALLOWS SLEEVES TO STAND ON THEIR OWN WITHOUT A BOLLARD OR WOODEN POST SUPPORT. EAGLE PART # 1730BASE. |  |  |  | 12 | 12 | 32 | 2.6667 | CF | EA |  |  |  | 25.7 | 540 16 | US | 1 |  | 0 | STND | 30 | AF | IN | IN | IN | LN | WD | HT | P |  |  | O | O | O | O
GS-07F-238AA | EG-1732 | EAGLE MFG | BOLLARD COVERS 4X56" BUMPER BOLLARD | EG-1732 | BOLLARD COVERS 4"X56" BUMPER BOLLARD POST SLEEVE RIBBED CHOOSE COLOR | 5"DIAMETER POLY BOLLARD PROVIDES A LOW COST, MAINTENANCE FREE WAY CREATE A CAUTION ZONE OR SITE SECURITY AT YOUR PLANT, BUILDING, SCHOOL OR OTHER FACILITY. THE POLY BOLLARDS ARE YELLOW HIGH DENSITY POLYETHYLENE, ARE 42" HIGH FOR IDEAL VISIBILITY | ATTACHED TO A POLY BASE THAT CAN BE ANCHORED FOR MAXIMUM STABILITY OR USED WITH THE OPTIONAL RUBBER RING AS A PORTABLE UNIT. 5"X42" POLY BOLLARD, YELLOW. EAGLE'S NEW POLY BOLLARD PROVIDES A LOW COST, MAINTENANCE FREE WAY TO CREATE CAUTION | OFFER SECURITY SITE AT YOUR PLANT, BUILDING, SCHOOL OR OTHER FACILITY. THE POLY BOLLARDS ARE YELLOW HDPE AND 42" HIGH, OFFERED IN 5" OR 7" IN DIAMETER. THE POLY BOLLARD IS ATTACHED TO A POLY BASE THAT CAN BE ANCHORED FOR MAXIMUM STABILITY |  | 12 | 12 | 32 | 2.6667 | CF | EA |  |  |  | 25.7 | 540 16 | US | 1 |  | 0 | STND | 30 | AF | IN | IN | IN | LN | WD | HT | P |  |  | O | O | O | O
GS-07F-238AA | EG-1732BASE | EAGLE MFG | POLY BASE FOR 4" BOLLARD COVER SLEEVE | EG-1732BASE | POLY BASE FOR 4" BOLLARD COVER SLEEVE | 4" BUMPER POST SLEEVE, CHOOSE FROM YELLOW, BLACK, BLUE, BROWN, GREEN, LIME, ORANGE, RED, AND WHITE. NO NEED TO PAINT AND SCRAPE, THESE BUMPER BOLLARD POST SLEEVES MAKE OLD BOLLARD POSTS LOOK LIKE NEW! HIGH-VISIBILITY BRIGHTLY-COLORED HDPE | UV INHIBITORS RESIST FADING, RUSTING OR CRACKING. ELIMINATES ANNUAL MAINTENANCE WHILE HELPING TO PROTECT VEHICLES AND THE POST FROM IMPACT DAMAGE. UNIQUE VERTICAL RIBS PROVIDE EXTRA IMPACT PROTECTION WHILE ALLOWING FOR EASY SLIDE-ON INSTALL | SLEEVES ARE AVAILABLE IN LENGTHS UP TO 72" AND CAN BE TRIMMED FOR AN EXACT FIT. AVAILABLE TO FIT 4", 6" AND 8" NPT PIPE SIZES. EAGLE PART # 1732. MODEL # SIZE COLOR INSIDE DIAMETER OUTSIDEDIAMETER HEIGHT WEIGHT EG-1732 4" YELLOW 4.750" 5.750" 56 |  | 12 | 12 | 32 | 2.6667 | CF | EA |  |  |  | 10 | 540 16 | US | 1 |  | 0 | STND | 30 | AF | IN | IN | IN | LN | WD | HT | P |  |  | O | O | O | O
GS-07F-238AA | EG-1733 | EAGLE MFG | POLY BOLLARD POST 7" ROUND YELLOW WITH | EG-1733 | POLY BOLLARD POST 7" ROUND YELLOW, POLY BASE | POLY BASE FOR 4" EAGLE POST SLEEVES. MAKE A POST SLEEVE INTO A STAND-ALONE POST WITH THIS 10 LB POLY BASE. EAGLE PART # 1732BASE. |  |  |  | 12 | 12 | 32 | 2.6667 | CF | EA |  |  |  | 25.7 | 540 16 | US | 1 |  | 0 | STND | 30 | AF | IN | IN | IN | LN | WD | HT | P |  |  | O | O | O | O
GS-07F-238AA | EG-1734Y | EAGLE MFG | BOLLARD GUIDEPOST YELLOW POLY REFLECTIV | EG-1734Y | BOLLARD GUIDEPOST DELINEATOR YELLOW PLASTIC, REFLECTIVE DECALS | 7" DIAMETER POLY BOLLARD PROVIDES A LOW COST, MAINTENANCE FREE WAY CREATE A CAUTION ZONE OR SITE SECURITY AT YOUR PLANT, BUILDING, SCHOOL OR OTHER FACILITY. THE POLY BOLLARDS ARE YELLOW HIGH DENSITY POLYETHYLENE, ARE 42" HIGH FOR IDEAL VISIBILITY | ATTACHED TO A POLY BASE THAT CAN BE ANCHORED FOR MAXIMUM STABILITY OR USED WITH THE OPTIONAL RUBBER RING AS A PORTABLE UNIT. |  |  | 12 | 12 | 32 | 2.6667 | CF | EA |  |  |  | 12 | 540 16 | US | 1 |  | 0 | STND | 30 | AF | IN | IN | IN | LN | WD | HT | P |  |  | O | O | O | O
GS-07F-238AA | EG-1735 | EAGLE MFG | BOLLARD COVERS 4X56" BUMPER SLEEVE | EG-1735 | BOLLARD COVERS 4"X56" BUMPER BOLLARD POST SLEEVE SMOOTH YELLOW OR RED | LIGHTWEIGHT, PORTABLE, YIELDABLE PLASTIC POSTS USED TO WARN, GUIDE AND DELINEATE. CONSTRUCTED OF TOUGH, WEATHER RESISTANT HIGH DENSITY POLYETHYLENE WITH UV INHIBITORS. POSTS STAND 42" (5.75" OD) AND ARE MOUNTED ON A 10" SQ HDPE | HIGH-VISIBILITY ORANGE, LIME GREEN, AND YELLOW POSTS FEATURE TWO 3"WIDE ENGINEERING GRADE SHEETING REFLECTIVE SILVER BANDS FOR INCREASED VISIBILITY AT NIGHT AND ARE MUTCD COMPLIANT. POSTS CAN BE ANCHORED FOR TEMPORARY OR PERMANENT USE | PROVIDE STABILIZING BALLAST TO STAND ON THEIR OWN. POLY GUIDE-POSTS CAN ALSO BE USED AS POLY BOLLARD POSTS. EAGLE PART # 1734Y. |  | 12 | 12 | 32 | 2.6667 | CF | EA |  |  |  | 18 | 540 16 | US | 1 |  | 0 | STND | 30 | AF | IN | IN | IN | LN | WD | HT | P |  |  | O | O | O | O
GS-07F-238AA | EG-1736 | EAGLE MFG | BOLLARD COVERS 6X56" BUMPER SLEEVE | EG-1736 | BOLLARD COVERS 6"X56" BUMPER BOLLARD POST SLEEVE SMOOTH YELLOW OR RED | SMOOTH BOLLARD POST SLEEVES ARE FIT 4" NPT PIPE AND YOU MAY CHOOSE EITHER YELLOW OR RED. THE SMOOTH BOLLARD POST SLEEVES ARE 56" IN LENGTH AND PROVIDE THE SAME MAINTENANCE FREE PROTECTION AS OUR RIBBED MODELS. THE SLEEVES MAY BE EASILY TRIMMED | EAGLE PART # 1735. |  |  | 12 | 12 | 12 | 1 | CF | EA |  |  |  | 20.5 | 540 16 | US | 1 |  | 0 | STND | 30 | AF | IN | IN | IN | LN | WD | HT | P |  |  | O | O | O | O
GS-07F-238AA | EG-1737 | EAGLE MFG | BOLLARD COVERS 8X57" BUMPER SLEEVE | EG-1737 | BOLLARD COVERS 8"X57" BUMPER BOLLARD POST SLEEVE SMOOTH YELLOW OR RED | SMOOTH BOLLARD POST SLEEVES ARE FIT 6" NPT PIPE AND YOU MAY CHOOSE EITHER YELLOW OR RED. THE SMOOTH BOLLARD POST SLEEVES ARE 56" IN LENGTH AND PROVIDE THE SAME MAINTENANCE FREE PROTECTION AS OUR RIBBED MODELS. THE SLEEVES MAY BE EASILY TRIMMED | EAGLE PART # 1736. |  |  | 12 | 12 | 12 | 1 | CF | EA |  |  |  | 20.5 | 540 16 | US | 1 |  | 0 | STND | 30 | AF | IN | IN | IN | LN | WD | HT | P |  |  | O | O | O | O
GS-07F-238AA | EG-1738 | EAGLE MFG | BOLLARD COVERS 8X57" BUMPER SLEEVE | EG-1738 | BOLLARD COVERS 8"X57" BUMPER BOLLARD POST SLEEVE RIBBED CHOOSE COLOR | SMOOTH BOLLARD POST SLEEVES ARE FIT 8" NPT PIPE AND YOU MAY CHOOSE EITHER YELLOW OR RED. THE SMOOTH BOLLARD POST SLEEVES ARE 57" IN LENGTH AND PROVIDE THE SAME MAINTENANCE FREE PROTECTION AS OUR RIBBED MODELS. THE SLEEVES MAY BE EASILY TRIMMED | EAGLE PART # 1737. |  |  | 12 | 12 | 12 | 1 | CF | EA |  |  |  | 9 | 540 16 | US | 1 |  | 0 | STND | 30 | AF | IN | IN | IN | LN | WD | HT | P |  |  | O | O | O | O
GS-07F-238AA | EG-1738-72 | EAGLE MFG | BOLLARD COVERS 8X72" POST SLEEVE | EG-1738-72 | BOLLARD COVERS 8"X72" BUMPER POST SLEEVE RIBBED EXTRA LONG YELLOW | 8" BUMPER POST SLEEVE, CHOOSE FROM YELLOW, BLACK, BLUE, BROWN, GREEN, LIME, ORANGE, RED, AND WHITE. NO NEED TO PAINT AND SCRAPE, THESE BUMPER BOLLARD POST SLEEVES MAKE OLD BOLLARD POSTS LOOK LIKE NEW! HIGH-VISIBILITY BRIGHTLY-COLORED HDPE | UV INHIBITORS RESIST FADING, RUSTING OR CRACKING. ELIMINATES ANNUAL MAINTENANCE WHILE HELPING TO PROTECT VEHICLES AND THE POST FROM IMPACT DAMAGE. UNIQUE VERTICAL RIBS PROVIDE EXTRA IMPACT PROTECTION WHILE ALLOWING FOR EASY SLIDE-ON INSTALL | SLEEVES ARE AVAILABLE IN LENGTHS UP TO 72" AND CAN BE TRIMMED FOR AN EXACT FIT. AVAILABLE TO FIT 4", 6" AND 8" NPT PIPE SIZES. EAGLE PART # 1738. MODEL # SIZE COLOR INSIDE DIAMETER OUTSIDEDIAMETER HEIGHT WEIGHT EG-1732 4" YELLOW 4.750" 5.750" 56 |  | 12 | 12 | 12 | 1 | CF | EA |  |  |  | 36 | 540 16 | US | 1 |  | 0 | STND | 30 | AF | IN | IN | IN | LN | WD | HT | P |  |  | O | O | O | O
GS-07F-238AA | EG-1739KIT | EAGLE MFG | BOLLARD POST SLEEVE INSTALLATION KIT | EG-1739KIT | BOLLARD POST SLEEVE INSTALLATION KIT | BOLLARD POST SLEEVES, INSIDE DIAMETER: 8.875" OUTSIDE DIAMETER: 10"H EIGHT: 72". NO NEED TO PAINT AND SCRAPE, THESE BUMPER BOLLARD POST SLEEVES MAKE OLD BOLLARD POSTS LOOK LIKE NEW! HIGH-VISIBILITY RIBBED HDPE CONSTRUCTION WITH UV INHIBITORS | ELIMINATES ANNUAL MAINTENANCE WHILE HELPING TO PROTECT VEHICLES AND THE POST FROM IMPACT DAMAGE. UNIQUE VERTICAL RIBS PROVIDE EXTRA IMPACT PROTECTION WHILE ALLOWING FOR EASY SLIDE-ON INSTALLATION. | LENGTHS UP TO 72" AND CAN BE TRIMMED FOR AN EXACT FIT. FITS OVER AN 8" NPT PIPE SIZES. EAGLE PART # 1738-72. |  | 12 | 12 | 12 | 1 | CF | EA |  |  |  | 3 | 540 16 | US | 1 |  | 0 | STND | 30 | AF | IN | IN | IN | LN | WD | HT | P |  |  | O | O | O | O
GS-07F-238AA | EG-1742 | EAGLE MFG | BOLLARD POST STEEL 4.5X 24" ROUND | EG-1742 | STEEL BOLLARD POST 4.5" X24" ROUND | INSTALLATION KIT FOR POST SLEEVES AND INSTRUCTIONS. INCLUDES FOAM FOR SNUG INSTALLATION OF SLEEVE ONTO A BOLLARD POST. |  |  |  | 12 | 12 | 12 | 1 | CF | EA |  |  |  | 35 | 540 16 | US | 1 |  | 0 | STND | 30 | AF | IN | IN | IN | LN | WD | HT | P |  |  | O | O | O | O
GS-07F-238AA | EG-1743 | EAGLE MFG | BOLLARD POST STEEL 4.5X 36" ROUND | EG-1743 | STEEL BOLLARD POST 4.5" X36" ROUND | BOLLARD POST, 4.5"X24" ROUND STEEL, PLATE SIZE: 8"X8"X3/8". ADD PROTECTION TO YOUR FACILITY AND PREVENT DAMAGE. POSTS FEATURE A DURABLE BAKED ON POWDER COAT IN SAFETY YELLOW TO PROVIDE HIGH VISIBILITY. EACH POST IS 1/4" THICK STEEL | 3/8" STEEL PLATES THAT ARE PRE-DRILLED. EAGLE PART # 1742. |  |  | 12 | 12 | 12 | 1 | CF | EA |  |  |  | 41 | 540 16 | US | 1 |  | 0 | STND | 30 | AF | IN | IN | IN | LN | WD | HT | P |  |  | O | O | O | O
GS-07F-238AA | EG-1743PS | EAGLE MFG | STEEL BOLLARD POST 4" SMOOTH POST SLEEV | EG-1743PS | COMBO STEEL BOLLARD POST AND 4" SMOOTH POST SLEEVE 4.5" X36" YELLOW | BOLLARD POST, 4.5"X36" ROUND. ADD PROTECTION TO YOUR FACILITY AND PREVENT DAMAGE. POSTS FEATURE A DURABLE BAKED ON POWDER COAT IN SAFETY YELLOW TO PROVIDE HIGH VISIBILITY. EACH POST IS 1/4" THICK STEEL MOUNTED ON 3/8" STEEL PLATES | PRE-DRILLED WITH 3/4" HOLES FOR EASY INSTALLATION. THE BLACK HDPE POST CAPS ARE INCLUDED AND CAN BE REMOVED TO FILL POSTS WITH CONCRETE FOR EXTRA PROTECTION. 4.5" BOLLARDS HAVE A 8"X8"X3/8" PLATE SIZE. EAGLE PART # 1743. |  |  | 12 | 12 | 12 | 1 | CF | EA |  |  |  | 42 | 540 16 | US | 1 |  | 0 | STND | 30 | AF | IN | IN | IN | LN | WD | HT | P |  |  | O | O | O | O
GS-07F-238AA | EG-1744 | EAGLE MFG | BOLLARD POST STEEL 4.5X 42" ROUND | EG-1744 | STEEL BOLLARD POST 4.5" X42" ROUND | 36"H X4.5"DIAMETER BOLLARD AND 5"DIAMETER SLEEVE. BOLLARD POST AND POLY POST SLEEVE COMBOS BRING YOU THE SECURITY OF OUR 1/4" THICK ROUND STEEL BOLLARD PACKAGED WITH THE PROTECTION AND ZERO MAINTENANCE OF OUR SMOOTH POLY POST SLEEVE. | USE INSTALLATION KIT FOR PERFECT FIT. COMBOS ARE AVAILABLE IN 4" OR 6"DIAMETER AND 36" OR 42" IN HEIGHT. |  |  | 12 | 12 | 12 | 1 | CF | EA |  |  |  | 50 | 540 16 | US | 1 |  | 0 | STND | 30 | AF | IN | IN | IN | LN | WD | HT | P |  |  | O | O | O | O
GS-07F-238AA | EG-1744PS | EAGLE MFG | STEEL BOLLARD POST 4" SMOOTH POST SLEEV | EG-1744PS | COMBO STEEL BOLLARD POST AND 4" SMOOTH POST SLEEVE 4.5" X42" YELLOW | BOLLARD POST, 4.5"X42" ROUND. ADD PROTECTION TO YOUR FACILITY AND PREVENT DAMAGE. POSTS FEATURE A DURABLE BAKED ON POWDER COAT IN SAFETY YELLOW TO PROVIDE HIGH VISIBILITY. EACH POST IS 1/4" THICK STEEL MOUNTED ON 3/8" STEEL PLATES | PRE-DRILLED WITH 3/4" HOLES FOR EASY INSTALLATION. THE BLACK HDPE POST CAPS ARE INCLUDED AND CAN BE REMOVED TO FILL POSTS WITH CONCRETE FOR EXTRA PROTECTION. 4.5" BOLLARDS HAVE A 8"X8"X3/8" PLATE SIZE. EAGLE PART # 1744. |  |  | 12 | 12 | 12 | 1 | CF | EA |  |  |  | 42 | 540 16 | US | 1 |  | 0 | STND | 30 | AF | IN | IN | IN | LN | WD | HT | P |  |  | O | O | O | O
GS-07F-238AA | EG-1745 | EAGLE MFG | RACK GUARDS 9X 48"LOW PROFILE | EG-1745 | RACK GUARDS 9" X48"LOW PROFILE | 42"H X4.5 DIAMETER BOLLARD AND 5"DIAMETER SLEEVE. BOLLARD POST AND POLY POST SLEEVE COMBOS BRING YOU THE SECURITY OF OUR 1/4" THICK ROUND STEEL BOLLARD PACKAGED WITH THE PROTECTION AND ZERO MAINTENANCE OF OUR SMOOTH POLY POST SLEEVE. | USE INSTALLATION KIT FOR PERFECT FIT. COMBOS ARE AVAILABLE IN 4" OR 6"DIAMETER AND 36" OR 42" IN HEIGHT. |  |  | 12 | 12 | 12 | 1 | CF | EA |  |  |  | 62 | 540 16 | US | 1 |  | 0 | STND | 30 | AF | IN | IN | IN | LN | WD | HT | P |  |  | O | O | O | O
GS-07F-238AA | EG-1746 | EAGLE MFG | MACHINE GUARD 24X 36"LOW PROFILE | EG-1746 | MACHINE GUARD 24" X36"LOW PROFILE | RACK GUARDS, 9"X48"LOW PROFILE. ADD PROTECTION TO YOUR FACILITY AND PREVENT DAMAGE. OUR MACHINE GUARDS PROVIDE SUPERIOR PROTECTION FOR FACILITIES AND EQUIPMENT. CREATE BARRIERS BETWEEN TRAFFIC AREAS AND YOUR VALUABLE MACHINERY. | RACK GUARDS HAVE A 8"X8"X3/8" PLATE SIZE. EAGLE PART # 1745. |  |  | 12 | 12 | 12 | 1 | CF | EA |  |  |  | 82 | 540 16 | US | 1 |  | 0 | STND | 30 | AF | IN | IN | IN | LN | WD | HT | P |  |  | O | O | O | O
GS-07F-238AA | EG-1747 | EAGLE MFG | MACHINE GUARD 42X 48" HIGH PROFILE | EG-1747 | MACHINE GUARD 42" X48" HIGH PROFILE | MACHINE GUARD, 24"X36"LOW PROFILE. ADD PROTECTION TO YOUR FACILITY AND PREVENT DAMAGE. OUR MACHINE GUARDS PROVIDE SUPERIOR PROTECTION FOR FACILITIES AND EQUIPMENT. CREATE BARRIERS BETWEEN TRAFFIC AREAS AND YOUR VALUABLE MACHINERY. | RACK GUARDS HAVE A 8"X8"X3/8" PLATE SIZE. EAGLE PART # 1746. |  |  | 12 | 12 | 12 | 1 | CF | EA |  |  |  | 201 | 540 16 | US | 1 |  | 0 | STND | 30 | AF | IN | IN | IN | LN | WD | HT | P |  |  | O | O | O | O
GS-07F-238AA | EG-1749 | EAGLE MFG | BOLLARD POST CAP 4" ROUND | EG-1749 | BOLLARD POST CAP 5" ROUND FITS EAGLE 4" ROUND BOLLARD POSTS | MACHINE GUARD, 42"X48" HIGH PROFILE. ADD PROTECTION TO YOUR FACILITY AND PREVENT DAMAGE. OUR MACHINE GUARDS PROVIDE SUPERIOR PROTECTION FOR FACILITIES AND EQUIPMENT. CREATE BARRIERS BETWEEN TRAFFIC AREAS AND YOUR VALUABLE MACHINERY. | RACK GUARDS HAVE A 8"X8"X3/8" PLATE SIZE. EAGLE PART # 1747. |  |  | 12 | 12 | 12 | 1 | CF | EA |  |  |  | 2 | 540 16 | US | 1 |  | 0 | STND | 30 | AF | IN | IN | IN | LN | WD | HT | P |  |  | O | O | O | O
GS-07F-238AA | EG-1752 | EAGLE MFG | BOLLARD POST STEEL 5X 24" SQUARE | EG-1752 | BOLLARD POST STEEL 5" X24" SQUARE | 5" INNER DIAMETER REPLACEMENT CAP FOR 4" ROUND EAGLE BOLLARD POSTS (RECOMMENDED ONLY FOR USE WITH EAGLE BOLLARD POSTS). EAGLE PART # 1749. |  |  |  | 12 | 12 | 12 | 1 | CF | EA |  |  |  | 35 | 540 16 | US | 1 |  | 0 | STND | 30 | AF | IN | IN | IN | LN | WD | HT | P |  |  | O | O | O | O
GS-07F-238AA | EG-1753 | EAGLE MFG | BOLLARD POST STEEL 5X 36" SQUARE | EG-1753 | BOLLARD POST STEEL 5" X36" SQUARE | BOLLARD POST, 5"X24" SQUARE. ADD PROTECTION TO YOUR FACILITY AND PREVENT DAMAGE. POSTS FEATURE A DURABLE BAKED ON POWDER COAT IN SAFETY YELLOW TO PROVIDE HIGH VISIBILITY. EACH POST IS 1/4" THICK STEEL MOUNTED ON 3/8" STEEL PLATES | PRE-DRILLED WITH 3/4" HOLES FOR EASY INSTALLATION. THE BLACK HDPE POST CAPS ARE INCLUDED AND CAN BE REMOVED TO FILL POSTS WITH CONCRETE FOR EXTRA PROTECTION. 5-6" BOLLARDS HAVE A 10"X10"X3/8" PLATE SIZE. EAGLE PART # 1752. |  |  | 12 | 12 | 12 | 1 | CF | EA |  |  |  | 41 | 540 16 | US | 1 |  | 0 | STND | 30 | AF | IN | IN | IN | LN | WD | HT | P |  |  | O | O | O | O
GS-07F-238AA | EG-1754 | EAGLE MFG | BOLLARD POST STEEL 5X 42" SQUARE | EG-1754 | BOLLARD POST STEEL 5" X42" SQUARE | BOLLARD POST, 5"X36" SQUARE. ADD PROTECTION TO YOUR FACILITY AND PREVENT DAMAGE. POSTS FEATURE A DURABLE BAKED ON POWDER COAT IN SAFETY YELLOW TO PROVIDE HIGH VISIBILITY. EACH POST IS 1/4" THICK STEEL MOUNTED ON 3/8" STEEL PLATES | PRE-DRILLED WITH 3/4" HOLES FOR EASY INSTALLATION. THE BLACK HDPE POST CAPS ARE INCLUDED AND CAN BE REMOVED TO FILL POSTS WITH CONCRETE FOR EXTRA PROTECTION. 5-6" BOLLARDS HAVE A 10"X10"X3/8" PLATE SIZE. EAGLE PART # 1753. |  |  | 12 | 12 | 12 | 1 | CF | EA |  |  |  | 53 | 540 16 | US | 1 |  | 0 | STND | 30 | AF | IN | IN | IN | LN | WD | HT | P |  |  | O | O | O | O
GS-07F-238AA | EG-1755 | EAGLE MFG | BOLLARD POST STEEL 5.6X 24" ROUND | EG-1755 | BOLLARD POST STEEL 5.6" X24" ROUND | BOLLARD POST, 5"X42" SQUARE. ADD PROTECTION TO YOUR FACILITY AND PREVENT DAMAGE. POSTS FEATURE A DURABLE BAKED ON POWDER COAT IN SAFETY YELLOW TO PROVIDE HIGH VISIBILITY. EACH POST IS 1/4" THICK STEEL MOUNTED ON 3/8" STEEL PLATES | PRE-DRILLED WITH 3/4" HOLES FOR EASY INSTALLATION. THE BLACK HDPE POST CAPS ARE INCLUDED AND CAN BE REMOVED TO FILL POSTS WITH CONCRETE FOR EXTRA PROTECTION. 5-6" BOLLARDS HAVE A 10"X10"X3/8" PLATE SIZE. EAGLE PART # 1754. |  |  | 12 | 12 | 12 | 1 | CF | EA |  |  |  | 38 | 540 16 | US | 1 |  | 0 | STND | 30 | AF | IN | IN | IN | LN | WD | HT | P |  |  | O | O | O | O
GS-07F-238AA | EG-1756 | EAGLE MFG | BOLLARD POST STEEL 5.6X 36" ROUND | EG-1756 | BOLLARD POST STEEL 5.6" X36" ROUND | BOLLARD POST, 5.6"X24" ROUND. ADD PROTECTION TO YOUR FACILITY AND PREVENT DAMAGE. POSTS FEATURE A DURABLE BAKED ON POWDER COAT IN SAFETY YELLOW TO PROVIDE HIGH VISIBILITY. EACH POST IS 1/4" THICK STEEL MOUNTED ON 3/8" STEEL PLATES | PRE-DRILLED WITH 3/4" HOLES FOR EASY INSTALLATION. THE BLACK HDPE POST CAPS ARE INCLUDED AND CAN BE REMOVED TO FILL POSTS WITH CONCRETE FOR EXTRA PROTECTION. 5.6" BOLLARDS HAVE A 10"X10"X3/8" PLATE SIZE. EAGLE PART # 1755. |  |  | 12 | 12 | 12 | 1 | CF | EA |  |  |  | 44 | 540 16 | US | 1 |  | 0 | STND | 30 | AF | IN | IN | IN | LN | WD | HT | P |  |  | O | O | O | O
GS-07F-238AA | EG-1757 | EAGLE MFG | BOLLARD POST STEEL 5.6X 42" ROUND | EG-1757 | BOLLARD POST STEEL 5.6" X42" ROUND | BOLLARD POST, 5.6"X36" ROUND. ADD PROTECTION TO YOUR FACILITY AND PREVENT DAMAGE. POSTS FEATURE A DURABLE BAKED ON POWDER COAT IN SAFETY YELLOW TO PROVIDE HIGH VISIBILITY. EACH POST IS 1/4" THICK STEEL MOUNTED ON 3/8" STEEL PLATES | PRE-DRILLED WITH 3/4" HOLES FOR EASY INSTALLATION. THE BLACK HDPE POST CAPS ARE INCLUDED AND CAN BE REMOVED TO FILL POSTS WITH CONCRETE FOR EXTRA PROTECTION. 5-6" BOLLARDS HAVE A 10"X10"X3/8" PLATE SIZE. EAGLE PART # 1756. |  |  | 12 | 12 | 12 | 1 | CF | EA |  |  |  | 57 | 540 16 | US | 1 |  | 0 | STND | 30 | AF | IN | IN | IN | LN | WD | HT | P |  |  | O | O | O | O
GS-07F-238AA | EG-1758 | EAGLE MFG | BOLLARD POST CAP 5" ROUND | EG-1758 | BOLLARD POST CAP 5.8125" ROUND FITS EAGLE 5" ROUND BOLLARD POSTS | BOLLARD POST, 5.6"X42" ROUND. ADD PROTECTION TO YOUR FACILITY AND PREVENT DAMAGE. POSTS FEATURE A DURABLE BAKED ON POWDER COAT IN SAFETY YELLOW TO PROVIDE HIGH VISIBILITY. EACH POST IS 1/4" THICK STEEL MOUNTED ON 3/8" STEEL PLATES | PRE-DRILLED WITH 3/4" HOLES FOR EASY INSTALLATION. THE BLACK HDPE POST CAPS ARE INCLUDED AND CAN BE REMOVED TO FILL POSTS WITH CONCRETE FOR EXTRA PROTECTION.6" BOLLARDS HAVE A 10"X10"X3/8" PLATE SIZE. EAGLE PART # 1757. |  |  | 12 | 12 | 12 | 1 | CF | EA |  |  |  | 2 | 540 16 | US | 1 |  | 0 | STND | 30 | AF | IN | IN | IN | LN | WD | HT | P |  |  | O | O | O | O
GS-07F-238AA | EG-1759 | EAGLE MFG | BOLLARD POST CAP 5" SQUARE | EG-1759 | BOLLARD POST CAP 5.25" SQUARE FITS EAGLE 5" SQUARE BOLLARD POSTS | 5.8125" INNER DIAMETER. REPLACEMENT CAP FOR 5" ROUND EAGLE BOLLARD POSTS. RECOMMENDED ONLY FOR USE WITH EAGLE BOLLARD POSTS. EAGLE PART # 1758. |  |  |  | 12 | 12 | 12 | 1 | CF | EA |  |  |  | 2 | 540 16 | US | 1 |  | 0 | STND | 30 | AF | IN | IN | IN | LN | WD | HT | P |  |  | O | O | O | O
GS-07F-238AA | EG-1763 | EAGLE MFG | BOLLARD POST STEEL 6.625X 36" ROUND | EG-1763 | BOLLARD POST STEEL 6.625" X36" ROUND | 5.25" INNER DIAMETER REPLACEMENT CAP FOR 5" SQUARE EAGLE BOLLARD POSTS. EAGLE PART # 1759 |  |  |  | 16 | 16 | 30 | 4.4444 | CF | EA |  |  |  | 65 | 540 16 | US | 1 |  | 0 | STND | 30 | AF | IN | IN | IN | LN | WD | HT | P |  |  | O | O | O | O
GS-07F-238AA | EG-1763PS | EAGLE MFG | STEEL BOLLARD POST 6" SMOOTH SLEEVE | EG-1763PS | COMBO STEEL BOLLARD POST AND 6" SMOOTH POST SLEEVE 6.625" X36" YELLOW | BOLLARD POST, 6.625"X36" ROUND. ADD PROTECTION TO YOUR FACILITY AND PREVENT DAMAGE. POSTS FEATURE A DURABLE BAKED ON POWDER COAT IN SAFETY YELLOW TO PROVIDE HIGH VISIBILITY. EACH POST IS 1/4" THICK STEEL MOUNTED ON 3/8" STEEL PLATES THAT AR | PRE-DRILLED WITH 3/4" HOLES FOR EASY INSTALLATION. THE BLACK HDPE POST CAPS ARE INCLUDED AND CAN BE REMOVED TO FILL POSTS WITH CONCRETE FOR EXTRA PROTECTION. 6.625" BOLLARDS HAVE A 10"X10"X3/8" PLATE SIZE. EAGLE PART # 1763. |  |  | 16 | 16 | 30 | 4.4444 | CF | EA |  |  |  | 41 | 540 16 | US | 1 |  | 0 | STND | 30 | AF | IN | IN | IN | LN | WD | HT | P |  |  | O | O | O | O
GS-07F-238AA | EG-1764 | EAGLE MFG | BOLLARD POST STEEL 6.625X 42" ROUND | EG-1764 | BOLLARD POST STEEL 6.625" X42" ROUND | 36"H X6.625"DIAMETER BOLLARD AND 7" DIAMETER SLEEVE. BOLLARD POST AND POLY POST SLEEVE COMBOS BRING YOU THE SECURITY OF OUR 1/4" THICK ROUND STEEL BOLLARD PACKAGED WITH THE PROTECTION AND ZERO MAINTENANCE OF OUR SMOOTH POLY POST SLEEVE. | FOAM INSTALLATION KIT FOR PERFECT FIT. COMBOS ARE AVAILABLE IN 4" OR 6"DIAMETER AND 36" OR 42" IN HEIGHT. |  |  | 16 | 16 | 30 | 4.4444 | CF | EA |  |  |  | 66 | 540 16 | US | 1 |  | 0 | STND | 30 | AF | IN | IN | IN | LN | WD | HT | P |  |  | O | O | O | O
GS-07F-238AA | EG-1764PS | EAGLE MFG | STEEL BOLLARD POST 6" SMOOTH SLEEVE | EG-1764PS | COMBO STEEL BOLLARD POST AND 6" SMOOTH POST SLEEVE 6.625" X42" YELLOW | BOLLARD POST, 6.625"X42" ROUND. ADD PROTECTION TO YOUR FACILITY AND PREVENT DAMAGE. POSTS FEATURE A DURABLE BAKED ON POWDER COAT IN SAFETY YELLOW TO PROVIDE HIGH VISIBILITY. EACH POST IS 1/4" THICK STEEL MOUNTED ON 3/8" STEEL PLATES | PRE-DRILLED WITH 3/4" HOLES FOR EASY INSTALLATION. THE BLACK HDPE POST CAPS ARE INCLUDED AND CAN BE REMOVED TO FILL POSTS WITH CONCRETE FOR EXTRA PROTECTION. 6.625" BOLLARDS HAVE A 10"X10"X3/8" PLATE SIZE. EAGLE PART # 1764. |  |  | 16 | 16 | 30 | 4.4444 | CF | EA |  |  |  | 69 | 540 16 | US | 1 |  | 0 | STND | 30 | AF | IN | IN | IN | LN | WD | HT | P |  |  | O | O | O | O
GS-07F-238AA | EG-1765 | EAGLE MFG | RACK GUARD 9X 36"LOW PROFILE | EG-1765 | RACK GUARD 9" X36"LOW PROFILE | 42"H X6.625 DIAMETER BOLLARD AND 7"DIA SLEEVE. BOLLARD POST AND POLY POST SLEEVE COMBOS BRING YOU THE SECURITY OF OUR 1/4" THICK ROUND STEEL BOLLARD PACKAGED WITH THE PROTECTION AND ZERO MAINTENANCE OF OUR SMOOTH POLY POST SLEEVE. | STALLATION KIT FOR PERFECT FIT. COMBOS ARE AVAILABLE IN 4" OR 6"DIAMETER AND 36" OR 42" IN HEIGHT. |  |  | 16 | 16 | 30 | 4.4444 | CF | EA |  |  |  | 82 | 540 16 | US | 1 |  | 0 | STND | 30 | AF | IN | IN | IN | LN | WD | HT | P |  |  | O | O | O | O
GS-07F-238AA | EG-1769 | EAGLE MFG | BOLLARD POST CAP 6" ROUND | EG-1769 | BOLLARD POST CAP 7" ROUND FITS EAGLE 6" ROUND BOLLARD POSTS | RACK GUARD, 9"X36"LOW PROFILE. ADD PROTECTION TO YOUR FACILITY AND PREVENT DAMAGE. OUR MACHINE GUARDS PROVIDE SUPERIOR PROTECTION FOR FACILITIES AND EQUIPMENT. CREATE BARRIERS BETWEEN TRAFFIC AREAS AND YOUR VALUABLE MACHINERY. | RACK GUARDS HAVE A 8"X8"X3/8" PLATE SIZE. EAGLE PART # 1765. |  |  | 20 | 20 | 40 | 9.2593 | CF | EA |  |  |  | 2 | 540 16 | US | 1 |  | 0 | STND | 30 | AF | IN | IN | IN | LN | WD | HT | P |  |  | O | O | O | O
GS-07F-238AA | EG-1770 | EAGLE MFG | MACHINE GUARDS 24X 48"LOW PROFILE | EG-1770 | MACHINE GUARDS 24" X48"LOW PROFILE | 7" INNER DIAMETER REPLACEMENT CAP FOR 6" ROUND EAGLE BOLLARD POSTS. RECOMMENDED ONLY FOR USE WITH EAGLE BOLLARD POSTS. EAGLE PART # 1769 |  |  |  | 20 | 30 | 50 | 17.3611 | CF | EA |  |  |  | 201 | 540 16 | US | 1 |  | 0 | STND | 30 | AF | IN | IN | IN | LN | WD | HT | P |  |  | O | O | O | O
GS-07F-238AA | EG-1771 | EAGLE MFG | MACHINE GUARDS 42X 36" HIGH PROFILE | EG-1771 | MACHINE GUARDS 42" X36" HIGH PROFILE | MACHINE GUARDS, 24"X48"LOW PROFILE. ADD PROTECTION TO YOUR FACILITY AND PREVENT DAMAGE. OUR MACHINE GUARDS PROVIDE SUPERIOR PROTECTION FOR FACILITIES AND EQUIPMENT. CREATE BARRIERS BETWEEN TRAFFIC AREAS AND YOUR VALUABLE MACHINERY. | RACK GUARDS HAVE A 8"X8"X3/8" PLATE SIZE. EAGLE PART # 1770. |  |  | 50 | 30 | 50 | 43.4028 | CF | EA |  |  |  | 201 | 540 16 | US | 1 |  | 0 | STND | 30 | AF | IN | IN | IN | LN | WD | HT | P |  |  | O | O | O | O
GS-07F-238AA | EG-1772 | EAGLE MFG | RACK GUARD 16X 36" | EG-1772 | RACK GUARD 16" X36" | MACHINE GUARDS, 42"X36" HIGH PROFILE. ADD PROTECTION TO YOUR FACILITY AND PREVENT DAMAGE. OUR MACHINE GUARDS PROVIDE SUPERIOR PROTECTION FOR FACILITIES AND EQUIPMENT. CREATE BARRIERS BETWEEN TRAFFIC AREAS AND YOUR VALUABLE MACHINERY | RACK GUARDS HAVE A 8"X8"X3/8" PLATE SIZE. EAGLE PART # 1771. |  |  | 50 | 30 | 50 | 43.4028 | CF | EA |  |  |  | 72 | 540 16 | US | 1 |  | 0 | STND | 30 | AF | IN | IN | IN | LN | WD | HT | P |  |  | O | O | O | O
GS-07F-238AA | EG-1773 | EAGLE MFG | RACK GUARD 16X 48" | EG-1773 | RACK GUARD 16" X48" | RACK GUARD, 16"X36". ADD PROTECTION TO YOUR FACILITY AND PREVENT DAMAGE. OUR MACHINE GUARDS PROVIDE SUPERIOR PROTECTION FOR FACILITIES AND EQUIPMENT. CREATE BARRIERS BETWEEN TRAFFIC AREAS AND YOUR VALUABLE MACHINERY. | 8"X8"X3/8" PLATE SIZE.'. EAGLE PART # 1772. |  |  | 14 | 14 | 24 | 2.7222 | CF | EA |  |  |  | 82 | 540 16 | US | 1 |  | 0 | STND | 30 | AF | IN | IN | IN | LN | WD | HT | P |  |  | O | O | O | O
GS-07F-238AA | EG-1774 | EAGLE MFG | MACHINE GUARDS 36X 36" | EG-1774 | MACHINE GUARDS 36" X36" | RACK GUARD, 16"X48". ADD PROTECTION TO YOUR FACILITY AND PREVENT DAMAGE. OUR MACHINE GUARDS PROVIDE SUPERIOR PROTECTION FOR FACILITIES AND EQUIPMENT. CREATE BARRIERS BETWEEN TRAFFIC AREAS AND YOUR VALUABLE MACHINERY | 8"X8"X3/8" PLATE SIZE. EAGLE PART # 1773. |  |  | 14 | 14 | 24 | 2.7222 | CF | EA |  |  |  | 100 | 540 16 | US | 1 |  | 0 | STND | 30 | AF | IN | IN | IN | LN | WD | HT | P |  |  | O | O | O | O
GS-07F-238AA | EG-1775 | EAGLE MFG | MACHINE GUARDS 36X 48" | EG-1775 | MACHINE GUARDS 36" X48" | MACHINE GUARDS, 36"X36". ADD PROTECTION TO YOUR FACILITY AND PREVENT DAMAGE. OUR MACHINE GUARDS PROVIDE SUPERIOR PROTECTION FOR FACILITIES AND EQUIPMENT. CREATE BARRIERS BETWEEN TRAFFIC AREAS AND YOUR VALUABLE MACHINERY. | 8"X8"X3/8" PLATE SIZE. EAGLE PART # 1774. |  |  | 14 | 14 | 24 | 2.7222 | CF | EA |  |  |  | 110 | 540 16 | US | 1 |  | 0 | STND | 30 | AF | IN | IN | IN | LN | WD | HT | P |  |  | O | O | O | O
GS-07F-238AA | EG-1780 | EAGLE MFG | 5"H ANGING CLEARANCE BAR, AUTO GARAGE | EG-1780 | 5"H ANGING CLEARANCE BAR FOR AUTO GARAGE OR DRIVE THROUGH YELLOW | MACHINE GUARDS, 36"X48". ADD PROTECTION TO YOUR FACILITY AND PREVENT DAMAGE. OUR MACHINE GUARDS PROVIDE SUPERIOR PROTECTION FOR FACILITIES AND EQUIPMENT. CREATE BARRIERS BETWEEN TRAFFIC AREAS AND YOUR VALUABLE MACHINERY. | 8"X8"X3/8" PLATE SIZE. EAGLE PART # 1775. |  |  | 50 | 20 | 20 | 11.5741 | CF | EA |  |  |  | 38 | 566 2 | US | 1 |  | 0 | STND | 30 | AF | IN | IN | IN | LN | WD | HT | P |  |  | O | O | O | O
GS-07F-238AA | EG-1781 | EAGLE MFG | 7"H ANGING CLEARANCE BAR, AUTO GARAGE | EG-1781 | 7"H ANGING CLEARANCE BAR FOR AUTO GARAGE OR DRIVE THROUGH YELLOW | 5"DIAMETER HANGING CLEARANCE BAR WITH 72"LENGTH FOR USE IN DRIVE-THRUS, PARKING GARAGES AND MUCH MORE. CLEARANCE BARS PROVIDE AN EARLY WARNING FOR MOTORISTS REDUCING STRUCTURAL AND VEHICLE DAMAGE. | THE CLEARANCE BARS ARE CONSTRUCTED OF HIGH VISIBILITY YELLOW POLYETHYLENE AND AVAILABLE IN 5"X72" OR 7"X72" OD. BOTH COME WITH EYE BOLTS FOR EASY INSTALLATION. (CHAIN NOT INCLUDED DUE TO VARYING INSTALLATION REQUIREMENTS). |  |  | 24 | 8 | 8 | 0.8889 | CF | EA |  |  |  | 49 | 540 16 | US | 1 |  | 0 | STND | 30 | AF | IN | IN | IN | LN | WD | HT | P |  |  | O | O | O | O
GS-07F-238AA | EG-1790KIT | EAGLE MFG | ANCHOR KIT FOR PARKING STOPS | EG-1790KIT | ANCHOR KIT FOR PARKING STOPS | 7" DIAMETER HANGING CLEARANCE BAR WITH 72"LENGTH FOR USE IN DRIVE-THRUS, PARKING GARAGES AND MUCH MORE. CLEARANCE BARS PROVIDE AN EARLY WARNING FOR MOTORISTS REDUCING STRUCTURAL AND VEHICLE DAMAGE. | THE CLEARANCE BARS ARE CONSTRUCTED OF HIGH VISIBILITY YELLOW POLYETHYLENE AND AVAILABLE IN 5"X72" OR 7"X72" OD. BOTH COME WITH EYE BOLTS FOR EASY INSTALLATION. (CHAIN NOT INCLUDED DUE TO VARYING INSTALLATION REQUIREMENTS). |  |  | 16 | 16 | 5 | 0.7407 | CF | EA |  |  |  | 4 | 566 2 | US | 1 |  | 0 | STND | 30 | AF | IN | IN | IN | LN | WD | HT | P |  |  | O | O | O | O
GS-07F-238AA | EG-1790Y | EAGLE MFG | PARKING STOP YELLOW POLY CAR BUMPER | EG-1790Y | PARKING STOP - YELLOW POLY CAR PARKING STOPS | REPLACEMENT EASY INSTALLATION ANCHOR KIT FOR EAGLE PARKING STOPS. INCLUDES 3 ANCHORS. PARKING STOPS ARE DESIGNED WITH SAFETY AND DURABILITY IN MIND. FLEXIBLE ENOUGH TO FIT PARKING LOT CONTOURS, YET RIGID ENOUGH TO WITHSTAND REPEATED ABUSE FROM CARS | CONSTRUCTED WITH HDPE FOR WEATHER, UV, AND CHEMICAL RESISTANCE. EAGLE PART # 1790KIT. |  |  | 16 | 16 | 8 | 1.1852 | CF | EA |  |  |  | 16 | 566 2 | US | 1 |  | 0 | STND | 30 | AF | IN | IN | IN | LN | WD | HT | P |  |  | O | O | O | O
GS-07F-238AA | EG-1792 | EAGLE MFG | SPEED BUMP AND CABLE CROSSING UNIT 6 FT | EG-1792 | SPEED BUMP AND CABLE CROSSING UNIT 6 FT. | PARKING STOPS ARE AVAILABLE IN HIGH VISIBILITY YELLOW, HANDICAPPED BLUE AND CONCRETE GRAY COLORS. CONTROL TRAFFIC SAFELY. DESIGNED WITH SAFETY AND DURABILITY IN MIND. FLEXIBLE ENOUGH TO FIT PARKING LOT CONTOUR | RIGID ENOUGH TO WITHSTAND REPEATED ABUSE FROM CARS AND TRUCKS. CONSTRUCTED WITH HDPE FOR WEATHER, UV, AND CHEMICAL RESISTANCE. EASY INSTALLATION WITH INCLUDED ANCHOR KIT. EAGLE PART # 1790Y. |  |  | 16 | 16 | 8 | 1.1852 | CF | EA |  |  |  | 49 | 566 2 | US | 1 |  | 0 | STND | 30 | AF | IN | IN | IN | LN | WD | HT | P |  |  | O | O | O | O
GS-07F-238AA | EG-1792KIT | EAGLE MFG | ANCHOR KIT FOR SPEED BUMPS | EG-1792KIT | ANCHOR KIT FOR SPEED BUMPS | 6 FOOT SPEED BUMP/CABLE PROTECTOR IS AVAILABLE IN HIGH VISIBILITY YELLOW. CONTROL TRAFFIC SAFELY WITH THESE GREAT NEW PRODUCTS FROM EAGLE. DESIGNED WITH SAFETY AND DURABILITY IN MIND. FLEXIBLE ENOUGH TO FIT PARKING LOT CONTOURS, YET RIGID ENOUGH | WITHSTANDS REPEATED ABUSE FROM CARS AND TRUCKS. CONSTRUCTED WITH HDPE FOR WEATHER, UV, AND CHEMICAL RESISTANCE. EASY INSTALLATION WITH INCLUDED ANCHOR KIT. EAGLE PART # 1792. |  |  | 60 | 32 | 12 | 13.3333 | CF | EA |  |  |  | 8 | 566 2 | US | 1 |  | 0 | STND | 30 | AF | IN | IN | IN | LN | WD | HT | P |  |  | O | O | O | O
GS-07F-238AA | EG-1793 | EAGLE MFG | SPEED BUMP AND CABLE CROSSING KIT 9 FT. | EG-1793 | SPEED BUMP AND CABLE CROSSING KIT 9 FT. | REPLACEMENT EASY INSTALLATION ANCHOR KIT FOR EAGLE SPEED BUMPS. INCLUDES 6 ANCHORS AND ADHESIVE. EAGLE SPEED BUMPS SLOW DOWN THE TRAFFIC. THEY ARE DURABLE UNITS CONSTRUCTED OF HIGH DENSITY POLYETHYLENE. EAGLE PART # 17KIT. |  |  |  | 60 | 32 | 12 | 13.3333 | CF | EA |  |  |  | 69 | 566 2 | US | 1 |  | 0 | STND | 30 | AF | IN | IN | IN | LN | WD | HT | P |  |  | O | O | O | O
GS-07F-238AA | EG-1794 | EAGLE MFG | CURB RAMP YELLOW POLY 1000LB CAPACITY | EG-1794 | CURB RAMP YELLOW POLY, 1000 LB LOAD CAPACITY | 9 FOOT SPEED BUMP/CABLE PROTECTOR (QUANTITY 1) IS AVAILABLE IN HIGH VISIBILITY YELLOW. CONTROL TRAFFIC SAFELY WITH THESE GREAT NEW PRODUCTS FROM EAGLE. DESIGNED WITH SAFETY AND DURABILITY IN MIND. FLEXIBLE ENOUGH TO FIT PARKING LOT CONTOURS | WITHSTANDS REPEATED ABUSE FROM CARS AND TRUCKS. CONSTRUCTED WITH HDPE FOR WEATHER, UV, AND CHEMICAL RESISTANCE. EASY INSTALLATION WITH INCLUDED ANCHOR KIT (8 SPIKES AND ADHESIVE). EAGLE PART # 1793. |  |  | 60 | 32 | 12 | 13.3333 | CF | EA |  |  |  | 22 | 566 2 | US | 1 |  | 0 | STND | 30 | AF | IN | IN | IN | LN | WD | HT | P |  |  | O | O | O | O
GS-07F-238AA | EG-1795 | EAGLE MFG | PORTABLE HAND TRUCKS DOCK PLATE POLY | EG-1795 | PORTABLE DOCK PLATE FOR HAND TRUCKS POLY | NEW POLY CURB RAMP FOR USE WITH HAND TRUCKS OR WHEELED CARTS PROVIDES A SAFE AND ERGONOMICALLY CORRECT METHOD TO MOVE HEAVY LOADS OVER CURBS OR UP STEPS WITH EASE. THE RAISED NON-SLIP SURFACE WITH 1" SIDE RAILS PROVIDES FOR EXCELLENT TRACTION | USE ON CURBS OR STEPS UP TO 8" HIGH. CONSTRUCTED OF HIGH VISIBILITY SAFETY YELLOW HDPE FOR DURABLE USE WITH UP TO 1000 LBS LOAD. LIGHTWEIGHT (9 LB) RAMP HAS 2 HANDLES WITH ROUNDED EDGES FOR EASY PICK-UP, CARRYING AND HANDLING. |  |  | 60 | 32 | 12 | 13.3333 | CF | EA |  |  |  | 37 | 566 2 | US | 1 |  | 0 | STND | 30 | AF | IN | IN | IN | LN | WD | HT | P |  |  | O | O | O | O
GS-07F-238AA | EG-1795CR | EAGLE MFG | SHIPPING CONTAINER RAMP EAGLE POLY | EG-1795CR | SHIPPING CONTAINER RAMP EAGLE POLY | THIS NEW DURABLE HDPE DOCK PLATE IS DESIGNED FOR USE WITH TWO AND FOUR WHEELED DOLLIES, HAND TRUCKS, CARTS AND PALLET TRUCKS. IT FEATURES A LIGHT-WEIGHT (32 LBS.) ERGONOMIC DESIGN, 4"H EIGHT DIFFERENTIAL CAPABILITY, A RAISED NON SLIP SURFACE | 700LB LOAD CAPACITY, BEVELED ENTRY AND EXIT EDGES, TWO CARRY HANDLES, HIGH VISIBILITY YELLOW, INTEGRATED GUARDRAILS, AND POWDER COATED STEEL LEGS. 36"LX35"WX5"H. COMPLIANCE: MEETS OSHA 1910.30(A). EAGLE PART # 1795. |  |  | 60 | 32 | 12 | 13.3333 | CF | EA |  |  |  | 25 | 566 2 | US | 1 |  | 0 | STND | 30 | AF | IN | IN | IN | LN | WD | HT | P |  |  | O | O | O | O
GS-07F-238AA | EG-1796 | EAGLE MFG | FIXED POLY DOCK PLATE FOR HAND TRUCKS | EG-1796 | FIXED POLY DOCK PLATE FOR HAND TRUCKS | THIS NEW PRODUCT PROVIDES A PORTABLE, LIGHTWEIGHT AND DURABLE, GROUND LEVEL ENTRY METHOD FOR ACCOMMODATING HAND TRUCKS AND DOLLIES LOADING AND UNLOADING MATERIALS UP TO 750 LBS. THE RAMP HAS A HOOK-RAIL THAT ATTACHES TO THE DOOR-KEEPERS | SUPPORT ACROSS THE WIDTH OF THE RAMP AND A TAB THAT INSERTS INTO THE KEEPERS PREVENTING LATERAL MOVEMENT OF THE RAMP DURING USE. EAGLE PART # 1795CR. |  |  | 40 | 32 | 12 | 8.8889 | CF | EA |  |  |  | 40 | 566 2 | US | 1 |  | 0 | STND | 30 | AF | IN | IN | IN | LN | WD | HT | P |  |  | O | O | O | O
GS-07F-238AA | EG-1796KIT | EAGLE MFG | FIXED POLY DOCK PLATE INSTALLATION KIT | EG-1796KIT | FIXED POLY DOCK PLATE INSTALLATION KIT | LIGHT DUTY FOR USE WITH TWO AND FOUR WHEELED DOLLIES AND HAND TRUCKS, THIS NEW FIXED DOCK PLATE FEATURES LIFT-N-LOWER ERGONOMIC DESIGN TO HELP REDUCE INJURIES AND COMP CLAIMS. ALSO FEATURES MOLDED IN HANDLE, RAISED NON SLIP SURFACE | CONSTRUCTED OF HIGH-VISIBILITY YELLOW HDPE WITH UV INHIBITORS FOR OUTDOOR USE. DOUBLE BREAK CREATES A 4" UP OR DOWN HEIGHT DIFFERENTIAL. UNIVERSAL INSTALLATION KIT OF COATED STEEL INSTALLS EASILY ON METAL OR CONCRETE DOCK FACINGS | 6 FOOT SLIDE BAR FOR EASY TRUCK CENTERING OR OUT-OF-THE-WAY STORAGE. ROLLING LOAD CAPACITY OF 1000 LBS. DOCK PLATE: 26"LX35"WX5"H, WEIGHS 20 LBS. INSTALL KIT SOLD SEPARATELY, WEIGHS 30 LBS. COMPLIANCE: OSHA 1910.30(A). EAGLE PART # 1796. |  | 60 | 60 | 12 | 25 | CF | EA |  |  |  | 30 | 566 2 | US | 1 |  | 0 | STND | 30 | AF | IN | IN | IN | LN | WD | HT | P |  |  | O | O | O | O
GS-07F-238AA | EG-1820CAUTION | EAGLE MFG | COLLAPSIBLE TRAFFIC BARRICADE YELLOW | EG-1820CAUTION | COLLAPSIBLE TRAFFIC CONE SAFETY BARRICADE YELLOW, CAUTION LABEL | THIS TIRE RING BASE FOR TRAFFIC BARRICADES FIRS ALL EAGLE COLLAPSIBLE TRAFFIC CONE DELINEATORS FOR EXTRA STABILITY. EAGLE PART # 1812TR. |  |  |  | 60 | 60 | 12 | 25 | CF | EA |  |  |  | 15 | 566 2 | US | 1 |  | 0 | STND | 30 | AF | IN | IN | IN | LN | WD | HT | P |  |  | O | O | O | O
GS-07F-238AA | EG-1840PEDX | EAGLE MFG | COLLAPSIBLE TRAFFIC BARRICADE GRN PED-X | EG-1840PEDX | GREEN PED-XING TRAFFIC CONE SAFETY BARRICADE COLLAPSIBLE REFLECTIVE | COLLAPSIBLE TRAFFIC CONE SAFETY BARRICADE, YELLOW WITH CAUTION LABELEAGLE'S YELLOWJACKET COLLAPSIBLE TRAFFIC CONE AND SAFETY BARRICADE SETS UP IN SECONDS AND WARNS PEOPLE AWAY FROM HAZARDS. NOW YOU CAN HAVE A NEAT AND CLEAN WAY TO ROUTE TRAFFIC INSID | USE OUTSIDE YOUR PLANT OR FACILITY. THEY ARE ALSO AN IDEAL WAY TO MARK A TEMPORARY MACHINE OR CONSTRUCTION SITE. TWO YELLOWJACKETS FOLD FLAT FOR STORAGE TO ONLY 9" THICK. EQUIPPED WITH REFLECTIVE SHEETING FOR EXCELLENT VISIBILITY NIGHT OR DAY! | CAN BE BALLASTED WITH SAND OR CONVENTIONAL BALLAST FOR MORE PERMANENT INSTALLATIONS. THE FLAT SURFACES WITH REFLECTIVE SHEETING MAXIMIZE VISIBILITY. MOUNTING HOLES ACCOMMODATE LANTERNS, SIGNS, CAUTION TAPES AND ACCESSORIES. (NOT INCLUDED) |  | 60 | 60 | 12 | 25 | CF | EA |  |  |  | 15 | 566 2 | US | 1 |  | 0 | STND | 30 | AF | IN | IN | IN | LN | WD | HT | P |  |  | O | O | O | O
GS-07F-238AA | EG-1902 | EAGLE MFG | METAL SHELF REPLCMNT FOR EAGLE 4 GAL | EG-1902 | METAL SHELF REPLCMNT FOR EAGLE 4 GALLON CABINETS EG-1903 & EG-1904 | GREEN PED-XING TRAFFIC CONE SAFETY BARRICADE, COLLAPSIBLE, REFLECTIVEEAGLE'S PED-X COLLAPSIBLE TRAFFIC CONE AND SAFETY BARRICADE SETS UP IN SECONDS AND WARNS DRIVERS TO BEWARE OF PEDESTRIAN TRAFFIC. THE HIGH VISIBILITY LIME COLOR AND REFLECTIVE SHEET | STAND OUT ANYWHERE DAY OR NIGHT. EACH UNIT WEIGHS ONLY 14 POUNDS, IS EASY TO CARRY AND SET UP AND IS PERFECT FOR SCHOOLS, RESORTS, ARENAS, PEDESTRIAN CROSSINGS AND MUCH MORE. THE UNIQUEXDESIGN FEATURES MOUNTING HOLES THAT ACCOMMODATE LANTERNS | SIGNS AND ACCESSORIES. (NOT INCLUDED)A REVOLUTIONARY BALL AND DETENT DESIGN SNAPS THE UNIT IN PLACE WITH A SIMPLE TWIST OF THE HANDLE. STURDY HDPE CONSTRUCTION IS LIGHTWEIGHT AND DURABLE. EAGLE OFFERS FIVE COLLAPSIBLE BARRICADES FOR SPECIFIC USES. |  | 60 | 32 | 12 | 13.3333 | CF | EA |  |  |  | 14 | 566 2 | US | 1 |  | 0 | STND | 30 | AF | IN | IN | IN | LN | WD | HT | P |  |  | O | O | O | O
GS-07F-238AA | EG-1903 | EAGLE MFG | FLAMMABLE CABINET 4 GAL EAGLE 1DR SC | EG-1903 | FLAMMABLE CABINET 4 GALLON EAGLE CABINET 1 DOOR SELF-CLOSING | GALVANIZED STEEL METAL CABINET SHELVES: ADD MORE SHELVING SPACE OR REPLACE DAMAGED SHELVES WITH THESE GALVANIZED STEEL CABINET SHELVES. THIS SHELF FITS 4 GALLON CABINETS. AVAILABLE IN A VARIETY OF SIZES TO FIT EVERY EAGLE CABINET. EAGLE PART # 1902. |  |  |  | 60 | 60 | 12 | 25 | CF | EA |  |  |  | 74 | 566 2 | US | 1 |  | 0 | STND | 30 | AF | IN | IN | IN | LN | WD | HT | P |  |  | O | O | O | O
GS-07F-238AA | EG-1904 | EAGLE MFG | FLAMMABLE CABINET 4 GAL EAGLE 1DR MAN | EG-1904 | FLAMMABLE CABINET 4 GALLON EAGLE CABINET 1 DOOR MANUAL CLOSE | 17.5"WX18"DX22.5"H. CABINETS MEET NFPA CODE 30 AND OSHA REQUIREMENTS. 17.5"WX18"DX22.5"H, YELLOW. CONSTRUCTED TO THE SAME HIGH QUALITY SPECIFICATIONS AS STANDARD SIZE CABINETS, THESE SMALL STORAGE CABINETS ARE AVAILABLE IN SINGLE DOOR MAN | MANUAL (MODEL EG-1904) AND SELF CLOSING (MODEL EG-1903) MODELS. IDEAL FOR STORAGE OF SMALLER CONTAINERS OF FLAMMABLES, THESE CABINETS CAN BE USED ON COUNTER TOPS, WORKBENCHES OR ON THE FLOOR. KEEP FLAMMABLE LIQUIDS NEAR WORK AREA. | SIDES, TOP, BOTTOM, AND DOORS ARE DOUBLE-WALLED WITH A 1 1/2" AIR SPACE BETWEEN WALLS. VENTS WITH 2" THREADED FITTINGS HAVE FIRE BAFFLE AND CAP. THIS CABINET COMES IN YELLOW HIGH GLOSS POWDER FINISH WITH RED WARNING, PLUS GROUNDING ATTACHMENT |  | 60 | 60 | 12 | 25 | CF | EA |  |  |  | 72 | 566 2 | US | 1 |  | 0 | STND | 30 | AF | IN | IN | IN | LN | WD | HT | P |  |  | O | O | O | O
GS-07F-238AA | EG-1905 | EAGLE MFG | FLAMMABLE CABINET 16 GAL EAGLE 1DR SC | EG-1905 | FLAMMABLE CABINET 16 GALLON EAGLE CABINET 1 DOOR SELF-CLOSING | 17.5"WX18"DX22.5"H. CABINETS MEET NFPA CODE 30 AND OSHA REQUIREMENTS. 17.5"WX18"DX22.5"H, YELLOW. CONSTRUCTED TO THE SAME HIGH QUALITY SPECIFICATIONS AS STANDARD SIZE CABINETS, THESE SMALL STORAGE CABINETS ARE AVAILABLE IN SINGLE DOOR MAN | MANUAL (MODEL EG-1904) AND SELF CLOSING (MODEL EG-1903) MODELS. IDEAL FOR STORAGE OF SMALLER CONTAINERS OF FLAMMABLES, THESE CABINETS CAN BE USED ON COUNTER TOPS, WORKBENCHES OR ON THE FLOOR. KEEP FLAMMABLE LIQUIDS NEAR WORK AREA. | SIDES, TOP, BOTTOM, AND DOORS ARE DOUBLE-WALLED WITH A 1 1/2" AIR SPACE BETWEEN WALLS. VENTS WITH 2" THREADED FITTINGS HAVE FIRE BAFFLE AND CAP. THIS CABINET COMES IN YELLOW HIGH GLOSS POWDER FINISH WITH RED WARNING, PLUS GROUNDING ATTACHMENT |  | 60 | 60 | 12 | 25 | CF | EA |  |  |  | 152 | 566 2 | US | 1 |  | 0 | STND | 30 | AF | IN | IN | IN | LN | WD | HT | P |  |  | O | O | O | O
GS-07F-238AA | EG-1905LEGS | EAGLE MFG | FLAMMABLE CABINET 16 GAL EAGLE 1DR SC | EG-1905LEGS | FLAMMABLE CABINET 16 GALLON EAGLE TOWER CABINET 1 DOOR SELF-CLOSING | 23"WX18"DX44"H. CONSTRUCTED TO THE SAME HIGH QUALITY SPECIFICATIONS AS STANDARD SIZE CABINETS, THESE SMALL STORAGE CABINETS ARE IDEAL FOR STORAGE OF SMALLER CONTAINERS OF FLAMMABLES, THESE CABINETS CAN BE USED ON COUNTER TOPS, WORKBENCHES | CONSTRUCTED OF 18-GAUGE STEEL. SIDES, TOP, BOTTOM, AND DOORS ARE DOUBLE-WALLED WITH A 1 1/2" AIR SPACE BETWEEN WALLS. VENTS WITH 2" THREADED FITTINGS HAVE FIRE BAFFLE AND CAP. THIS CABINET COMES IN YELLOW HIGH GLOSS POWDER FINISH | GROUNDING ATTACHMENT, 3-POINT KEY LOCK, AND 2" RAISED, LEAK PROOF DOOR SILL. EACH SHELF IS ADJUSTABLE, SUPPORTED BY 4 BRACKETS, AND CAN SUPPORT 350 POUNDS. FEATURES 1 SELF-CLOSING, HYDRAULICALLY OPERATED DOOR WITH FUSIBLE LINKS. |  | 80 | 28 | 12 | 15.5556 | CF | EA |  |  |  | 174 | 566 2 | US | 1 |  | 0 | STND | 30 | AF | IN | IN | IN | LN | WD | HT | P |  |  | O | O | O | O
GS-07F-238AA | EG-1906 | EAGLE MFG | FLAMMABLE CABINET 16 GAL EAGLE 1DR MAN | EG-1906 | FLAMMABLE CABINET 16 GALLON EAGLE CABINET 1 DOOR MANUAL CLOSE | 23"WX18"DX48"H. ALL THE GREAT FEATURES EAGLE IS FAMOUS FOR, PLUS THE AESTHETIC AND FUNCTIONAL BENEFIT OF 4"LEGS. NOW YOU CAN PLACE CABINETS OVER HVAC FLOOR OR BASEBOARD VENTS, CLEAN EASILY UNDER CABINETS, STRADDLE UNEVEN FLOORS, WIRES OR PLUM | INCREASE VENTILATION TO REDUCE POSSIBLE CORROSION. EACH LEG IS ADJUSTABLE TO BALANCE AND LEVEL CABINETS. CABINETS MEET OSHA AND NFPA CODE 30. YELLOW FINISH ONLY. BOTH MODELS EG-1905LEGS AND EG-1906LEGS HAVE 1 SHELF WITH A DEPTH OF 14.75" | CONSTRUCTED OF 18-GAUGE STEEL, SIDES, TOP, BOTTOM, AND DOORS ARE DOUBLE-WALLED WITH A 1 1/2" AIR SPACE BETWEEN WALLS. BOTH VENTS, WITH 2" THREADED FITTINGS, HAVE FIRE BAFFLE AND CAP. CABINETS COME IN YELLOW HIGH GLOSS POWDER FINISH WITH RED WARNING, |  | 60 | 60 | 12 | 25 | CF | EA |  |  |  | 150 | 566 2 | US | 1 |  | 0 | STND | 30 | AF | IN | IN | IN | LN | WD | HT | P |  |  | O | O | O | O
GS-07F-238AA | EG-1906LEGS | EAGLE MFG | FLAMMABLE CABINET 16 GAL EAGLE 1DR MAN | EG-1906LEGS | FLAMMABLE CABINET 16 GALLON EAGLE TOWER 1 DOOR MANUAL CLOSE | 23"WX18"DX44"H. CONSTRUCTED TO THE SAME HIGH QUALITY SPECIFICATIONS AS STANDARD SIZE CABINETS, THESE SMALL STORAGE CABINETS ARE IDEAL FOR STORAGE OF SMALLER CONTAINERS OF FLAMMABLES, THESE CABINETS CAN BE USED ON COUNTER TOPS, WORKBENCHES | CONSTRUCTED OF 18-GAUGE STEEL. SIDES, TOP, BOTTOM, AND DOORS ARE DOUBLE-WALLED WITH A 1 1/2" AIR SPACE BETWEEN WALLS. VENTS WITH 2" THREADED FITTINGS HAVE FIRE BAFFLE AND CAP. THIS CABINET COMES IN YELLOW HIGH GLOSS POWDER FINISH | GROUNDING ATTACHMENT, 3-POINT KEY LOCK, AND 2" RAISED, LEAK PROOF DOOR SILL. EACH SHELF IS ADJUSTABLE, SUPPORTED BY 4 BRACKETS, AND CAN SUPPORT 350 POUNDS. APPROVALS AND REGULATIONS: NFPA CODE 30, OSHA. EAGLE PART # 1906 |  | 16 | 16 | 30 | 4.4444 | CF | EA |  |  |  | 172 | 566 2 | US | 1 |  | 0 | STND | 30 | AF | IN | IN | IN | LN | WD | HT | P |  |  | O | O | O | O
GS-07F-238AA | EG-1908G | EAGLE MFG | SHELF DIVIDER FOR 60 GAL SAFETY CABIN | EG-1908G | SHELF DIVIDER FOR 60 GALLONS AFETY CABINETS 3 INCH PACK/2 | 23"WX18"DX48"H. ALL THE GREAT FEATURES EAGLE IS FAMOUS FOR, PLUS THE AESTHETIC AND FUNCTIONAL BENEFIT OF 4"LEGS. NOW YOU CAN PLACE CABINETS OVER HVAC FLOOR OR BASEBOARD VENTS, CLEAN EASILY UNDER CABINETS, STRADDLE UNEVEN FLOORS, WIRES OR PLUM | INCREASE VENTILATION TO REDUCE POSSIBLE CORROSION. EACH LEG IS ADJUSTABLE TO BALANCE AND LEVEL CABINETS. CABINETS MEET OSHA AND NFPA CODE 30. YELLOW FINISH ONLY. BOTH MODELS EG-1905LEGS AND EG-1906LEGS HAVE 1 SHELF WITH A DEPTH OF 14.75" | CONSTRUCTED OF 18-GAUGE STEEL, SIDES, TOP, BOTTOM, AND DOORS ARE DOUBLE-WALLED WITH A 1 1/2" AIR SPACE BETWEEN WALLS. BOTH VENTS, WITH 2" THREADED FITTINGS, HAVE FIRE BAFFLE AND CAP. CABINETS COME IN YELLOW HIGH GLOSS POWDER FINISH WITH RED WARNING, |  | 16 | 16 | 30 | 4.4444 | CF | EA |  |  |  | 6 | 566 2 | US | 1 |  | 0 | STND | 30 | AF | IN | IN | IN | LN | WD | HT | P |  |  | O | O | O | O
GS-07F-238AA | EG-1909G | EAGLE MFG | SHELF DIVIDER FOR 60 GAL SAFETY CABIN | EG-1909G | SHELF DIVIDER FOR 60 GALLONS AFETY CABINETS 5 INCH PACK/2 | 2"H X3"WX27"D. THESE 3" SHELF DIVIDERS ARE A GREAT ADDITION TO ANY CABINET. CORROSION RESISTANT GALVANIZED STEEL TRAYS SLIDE IN AND OUT FOR EASY TRANSFER OF CONTENTS TO WORKSTATIONS. THE 2" SIDE WALLS KEEP ITEMS SEPARATED BY TYPE | CHOOSE 3"W OR 5"W SIZES TO ACCOMMODATE MANY SIZES OF CONTAINERS. PULL TAB ON FRONT OF DIVIDER PROVIDES A HANDY HANDLE FOR SLIDING TRAY IN OR OUT, AND IS ALSO A GREAT PLACE FOR LABELING. EAGLE PART # 1908G. |  |  | 16 | 16 | 30 | 4.4444 | CF | EA |  |  |  | 6 | 566 2 | US | 1 |  | 0 | STND | 30 | AF | IN | IN | IN | LN | WD | HT | P |  |  | O | O | O | O
GS-07F-238AA | EG-1910G | EAGLE MFG | SELF-CLOSING KIT ADAPTER FOR 15-30-45G | EG-1910G | SELF-CLOSING KIT ADAPTER FOR 15 30 AND 45 GALLON EAGLE CABINETS | 2"H X5"WX27"D. THESE 5" SHELF DIVIDERS ARE A GREAT ADDITION TO ANY CABINET. CORROSION RESISTANT GALVANIZED STEEL TRAYS SLIDE IN AND OUT FOR EASY TRANSFER OF CONTENTS TO WORKSTATIONS. THE 2" SIDE WALLS KEEP ITEMS SEPARATED BY TYPE | CHOOSE 3"W OR 5"W SIZES TO ACCOMMODATE MANY SIZES OF CONTAINERS. PULL TAB ON FRONT OF DIVIDER PROVIDES A HANDY HANDLE FOR SLIDING TRAY IN OR OUT, AND IS ALSO A GREAT PLACE FOR LABELING. EAGLE PART # 1909G. |  |  | 16 | 16 | 8 | 1.1852 | CF | EA |  |  |  | 9 | 540 16 | US | 1 |  | 0 | STND | 30 | AF | IN | IN | IN | LN | WD | HT | P |  |  | O | O | O | O
GS-07F-238AA | EG-1911 | EAGLE MFG | METAL SHELF REPLCMNT FOR EAGLE | EG-1911 | METAL SHELF REPLCMNT FOR EAGLE 60 GALLONS AFETY CABINETS EG-1962 & EG-6010 | CONVERT YOUR EAGLE MANUAL CABINET INTO A SELF CLOSING CABINET WITH THIS CONVERSION KIT. CALIFORNIA (AND SEVERAL OTHER STATES) REQUIRE SELF-CLOSING CABINETS TO CONFORM TO THE FIRE CODE. IF YOU ARE OUT OF COMPLIANCE, YOU CAN QUICKLY MEET REQUIREMENTS | MUCH LOWER COST THAN REPLACING YOUR MANUAL SAFETY CABINETS BY PURCHASING DO IT YOURSELF CONVERSION KITS. THIS KIT FITS EAGLE 15, 30, 45 GALLON CABINETS. EAGLE PART # 1910G. |  |  | 16 | 16 | 40 | 5.9259 | CF | EA |  |  |  | 14 | 540 16 | US | 1 |  | 0 | STND | 30 | AF | IN | IN | IN | LN | WD | HT | P |  |  | O | O | O | O
GS-07F-238AA | EG-1912G | EAGLE MFG | SELF-CLOSE KIT FOR 4-12-16-24G CABINETS | EG-1912G | SELF-CLOSE ADAPTER KIT FOR 4 12 16 AND 24 GALLON 1-DOOR EAGLE CABINETS | GALVANIZED STEEL METAL CABINET SHELVES: ADD MORE SHELVING SPACE OR REPLACE DAMAGED SHELVES WITH THESE GALVANIZED STEEL CABINET SHELVES. AVAILABLE IN A VARIETY OF SIZES TO FIT EVERY EAGLE CABINET. THIS SHELF FITS 60 GALLON CABINETS. EAGLE PART # 1911. |  |  |  | 20 | 20 | 6 | 1.3889 | CF | EA |  |  |  | 8 | 540 16 | US | 1 |  | 0 | STND | 30 | AF | IN | IN | IN | LN | WD | HT | P |  |  | O | O | O | O
GS-07F-238AA | EG-1915 | EAGLE MFG | REPLCMNT SHELF 43X18 FOR EAGLE CABINETS | EG-1915 | METAL SHELF REPLCMNT 43X18' FOR EAGLE 15 30 40 AND 60 GALLONS AFETY CABINETS | CONVERT YOUR EAGLE MANUAL CABINET INTO A SELF CLOSING CABINET WITH THIS CONVERSION KIT. CALIFORNIA (AND SEVERAL OTHER STATES) REQUIRE SELF-CLOSING CABINETS TO CONFORM TO THE FIRE CODE. IF YOU ARE OUT OF COMPLIANCE, YOU CAN QUICKLY MEET REQUIREMENTS | LOWER COST THAN REPLACING YOUR MANUAL SAFETY CABINETS BY PURCHASING DO IT YOURSELF CONVERSION KITS. THIS KIT FITS 4, 12, 16 AND 24 GALLON CABINETS. EAGLE PART # 1912G. |  |  | 16 | 16 | 40 | 5.9259 | CF | EA |  |  |  | 11 | 540 16 | US | 1 |  | 0 | STND | 30 | AF | IN | IN | IN | LN | WD | HT | P |  |  | O | O | O | O
GS-07F-238AA | EG-1916G | EAGLE MFG | 3 INCH SHELF DIVIDER FOR 412151630 | EG-1916G | 3 INCH SHELF DIVIDER FOR 412151630 AND 45 GALLON EAGLE CABINETS PACK/2 | GALVANIZED STEEL METAL CABINET SHELVES: ADD MORE SHELVING SPACE OR REPLACE DAMAGED SHELVES WITH THESE GALVANIZED STEEL CABINET SHELVES. AVAILABLE IN A VARIETY OF SIZES TO FIT EVERY EAGLE CABINET. THIS SHELF FITS 15, 30 AND 45 GALLON CABINETS: EG-1930 | Fits EG-1932, EG-1945, EG-1947, 3010, 4510, EG-PI-30, EG-PI-32, EG-PI-45, EG-PI-47, EG-ADD-14 & EG-ADD-15. EAGLE PART # 1915. |  |  | 16 | 16 | 40 | 5.9259 | CF | EA |  |  |  | 6 | 540 16 | US | 1 |  | 0 | STND | 30 | AF | IN | IN | IN | LN | WD | HT | P |  |  | O | O | O | O
GS-07F-238AA | EG-1917G | EAGLE MFG | 5 INCH SHELF DIVIDER FOR 412151630 | EG-1917G | 5 INCH SHELF DIVIDER FOR 412151630 AND 45 GALLON EAGLE CABINETS PACK/2 | 2"H X3"WX14"D. THESE SHELF DIVIDERS ARE A GREAT ADDITION TO ANY CABINET. CORROSION RESISTANT GALVANIZED STEEL TRAYS SLIDE IN AND OUT FOR EASY TRANSFER OF CONTENTS TO WORKSTATIONS. THE 2" SIDE WALLS KEEP ITEMS SEPARATED BY TYPE | PULL TAB ON FRONT OF DIVIDER PROVIDES A HANDY HANDLE FOR SLIDING TRAY IN OR OUT, AND IS ALSO A GREAT PLACE FOR LABELING. EAGLE PART # 1916G. |  |  | 16 | 16 | 40 | 5.9259 | CF | EA |  |  |  | 6 | 540 16 | US | 1 |  | 0 | STND | 30 | AF | IN | IN | IN | LN | WD | HT | P |  |  | O | O | O | O
GS-07F-238AA | EG-1918 | EAGLE MFG | DRUM CRADLE/DOLLY FOR USE EAGLE 1928 | EG-1918 | DRUM CRADLE/DOLLY FOR USE EAGLE HORIZONTAL DRUM CABINET EG-1928 | 2"H X5"WX14"D. THESE SHELF DIVIDERS ARE A GREAT ADDITION TO ANY CABINET. CORROSION RESISTANT GALVANIZED STEEL TRAYS SLIDE IN AND OUT FOR EASY TRANSFER OF CONTENTS TO WORKSTATIONS. THE 2" SIDE WALLS KEEP ITEMS SEPARATED BY TYPE | PULL TAB ON FRONT OF DIVIDER PROVIDES A HANDY HANDLE FOR SLIDING TRAY IN OR OUT, AND IS ALSO A GREAT PLACE FOR LABELING. EAGLE PART # 1917G. |  |  | 12 | 18 | 8 | 1 | CF | EA |  |  |  | 31 | 540 16 | US | 1 |  | 0 | STND | 30 | AF | IN | IN | IN | LN | WD | HT | P |  |  | O | O | O | O
GS-07F-238AA | EG-1919 | EAGLE MFG | REPLCMNT SHELF 23X18 FOR EAGLE CABINETS | EG-1919 | METAL SHELF REPLCMNT 23"X18' FOR 12 16 AND 24 GALLON EAGLE CABINETS | SAFELY MANAGE A 55 GALLON DRUM OF FLAMMABLE LIQUIDS OR HAZARDOUS WASTE WITH THE DRUM DOLLY (ALSO CALLED A DRUM CRADLE), DESIGNED TO FIT INSIDE EAGLE HORIZONTAL DRUM STORAGE CABINET EG-1928 (SHOWN IN PHOTO). ALSO AVAILABLE IS A DRUM RAMP (EG-1957) | OPTIMUM NAVIGATION CONTROL OF A DRUM INTO AND OUT OF ITS SAFETY STORAGE CABINET. EAGLE PART # 1918. |  |  | 12 | 18 | 8 | 1 | CF | EA |  |  |  | 8 | 540 16 | US | 1 |  | 0 | STND | 30 | AF | IN | IN | IN | LN | WD | HT | P |  |  | O | O | O | O
GS-07F-238AA | EG-1920 | EAGLE MFG | DRUM ROLLERS 2' FOR EAGLE | EG-1920 | DRUM ROLLERS 2' FOR EAGLE VERTICAL DRUM CABINETS - NEED 1 PER DRUM | GALVANIZED STEEL METAL CABINET SHELVES: ADD MORE SHELVING SPACE OR REPLACE DAMAGED SHELVES WITH THESE GALVANIZED STEEL CABINET SHELVES. AVAILABLE IN A VARIETY OF SIZES TO FIT EVERY EAGLE CABINET. THIS SHELF FITS 12, 16, 24 GALLON CABINETS: EG-1905 | Fits EG-1906, EG-1924 & EG-1925. EAGLE PART # 1919. |  |  | 12 | 18 | 8 | 1 | CF | EA |  |  |  | 51 | 540 16 | US | 1 |  | 0 | STND | 30 | AF | IN | IN | IN | LN | WD | HT | P |  |  | O | O | O | O
GS-07F-238AA | EG-1921 | EAGLE MFG | METAL SHELF REPLCMNT 31.25"WX31.2 | EG-1921 | METAL SHELF REPLCMNT 31.25"WX31.25' FOR SINGLE HAZ DRUM EAGLE CABINETS | 2" DRUM ROLLERS FOR EASY DRUM HANDLING AND ARE AVAILABLE FOR SINGLE AND DOUBLE DRUM EAGLE BRAND FLAMMABLE LIQUID SAFETY STORAGE CABINETS. 1 SET OF ROLLERS IS REQUIRED FOR EACH DRUM IN A CABINET, SO 2 SETS ARE REQUIRED FOR DOUBLE-DRUM CABINETS | NOT INTENDED FOR HAZARDOUS WASTE STORAGE CABINETS. EAGLE PART # 1920. |  |  | 50 | 50 | 40 | 57.8704 | CF | EA |  |  |  | 7 | 566 2 | US | 1 |  | 0 | STND | 30 | AF | IN | IN | IN | LN | WD | HT | P |  |  | O | O | O | O
GS-07F-238AA | EG-1922 | EAGLE MFG | METAL SHELF REPLCMNT 31.25"WX58" | EG-1922 | METAL SHELF REPLCMNT 31.25"WX58' FOR DOUBLE HAZ DRUM EAGLE CABINETS | GALVANIZED STEEL METAL CABINET SHELVES: ADD MORE SHELVING SPACE OR REPLACE DAMAGED SHELVES WITH THESE GALVANIZED STEEL CABINET SHELVES. AVAILABLE IN A VARIETY OF SIZES TO FIT EVERY EAGLE CABINET. THIS SHELF FITS EG-HAZ-1926 & EG-HAZ-2610 CABINETS. | Eagle PART # 1921. |  |  | 50 | 50 | 40 | 57.8704 | CF | EA |  |  |  | 17 | 566 2 | US | 1 |  | 0 | STND | 30 | AF | IN | IN | IN | LN | WD | HT | P |  |  | O | O | O | O
GS-07F-238AA | EG-1923 | EAGLE MFG | FLAMMABLE CABINET 24 GAL EAGLE 1DR MAN | EG-1923 | FLAMMABLE CABINET 24 GALLON EAGLE SLIM CABINET 1 DOOR MANUAL CLOSE | GALVANIZED STEEL METAL CABINET SHELVES: ADD MORE SHELVING SPACE OR REPLACE DAMAGED SHELVES WITH THESE GALVANIZED STEEL CABINET SHELVES. AVAILABLE IN A VARIETY OF SIZES TO FIT EVERY EAGLE CABINET. THIS SHELF FITS EG-HAZ-1955 CABINETS. |  |  |  | 50 | 50 | 40 | 57.8704 | CF | EA |  |  |  | 206 | 566 2 | US | 1 |  | 0 | STND | 30 | AF | IN | IN | IN | LN | WD | HT | P |  |  | O | O | O | O
GS-07F-238AA | EG-1924 | EAGLE MFG | FLAMMABLE CABINET 12 GAL EAGLE 1DR SC | EG-1924 | FLAMMABLE CABINET 12 GALLON EAGLE CABINET 1 DOOR SELF-CLOSING | 23"WX18"DX65"H. ONLY 23"WIDE, THIS SPACE-SAVER CABINET FEATURES A 24 GALLON CAPACITY THAT WILL FIT PLACES A CONVENTIONAL CABINET CAN'T. CONSTRUCTED OF 18-GAUGE STEEL. SIDES, TOP, BOTTOM, AND DOORS ARE DOUBLE-WALLED WITH A 1 1/2" AIR SPACE | VENTS WITH 2" THREADED FITTINGS HAVE FIRE BAFFLE AND CAP. THIS CABINET COMES IN YELLOW HIGH GLOSS POWDER FINISH WITH RED WARNING, PLUS GROUNDING ATTACHMENT, 3-POINT KEY LOCK, AND 2" RAISED, LEAK PROOF DOOR SILL. EACH SHELF IS ADJUSTABLE | SUPPORTED BY 4 BRACKETS, AND CAN SUPPORT 350 POUNDS. APPROVALS AND REGULATIONS: NFPA CODE 30, OSHA. EAGLE PART # 1923 WEIGHT: 206 LBS. PLEASE NOTE THAT YOU MAY REQUIRE A LIFT GATE. |  | 60 | 30 | 20 | 20.8333 | CF | EA |  |  |  | 126 | 566 2 | US | 1 |  | 0 | STND | 30 | AF | IN | IN | IN | LN | WD | HT | P |  |  | O | O | O | O
GS-07F-238AA | EG-1924LEGS | EAGLE MFG | FLAMMABLE CABINET 12 GAL EAGLE 1DR SC | EG-1924LEGS | FLAMMABLE CABINET 12 GALLON EAGLE TOWER CABINET 1 DOOR SELF-CLOSING | 23"WX18"DX35"H, YELLOW. KEEP FLAMMABLE LIQUIDS NEAR WORK AREA. CABINETS ARE CONSTRUCTED OF 18-GAUGE STEEL. SIDES, TOP, BOTTOM, AND DOORS ARE DOUBLE-WALLED WITH A 1 1/2" AIR SPACE BETWEEN WALLS. BOTH VENTS, WITH 2" THREADED FITTINGS | CABINETS COME IN YELLOW HIGH GLOSS POWDER FINISH WITH RED WARNING, PLUS GROUNDING ATTACHMENT, 3-POINT KEY LOCK, AND 2" RAISED, LEAK PROOF DOOR SILL. EACH SHELF IS ADJUSTABLE, SUPPORTED BY 4 BRACKETS, AND CAN SUPPORT 350 POUNDS. | 1 SELF-CLOSING, HYDRAULICALLY OPERATED DOOR WITH FUSIBLE LINKS. APPROVALS AND REGULATIONS: NFPA CODE 30, OSHA. EAGLE PART # 1924 WEIGHT: 124 LBS. PLEASE NOTE THAT YOU MAY REQUIRE A LIFT GATE. |  | 60 | 30 | 20 | 20.8333 | CF | EA |  |  |  | 148 | 566 2 | US | 1 |  | 0 | STND | 30 | AF | IN | IN | IN | LN | WD | HT | P |  |  | O | O | O | O
GS-07F-238AA | EG-1925 | EAGLE MFG | FLAMMABLE CABINET 12 GAL EAGLE 1DR MAN | EG-1925 | FLAMMABLE CABINET 12 GALLON EAGLE CABINET 1 DOOR MANUAL CLOSE | 23"WX18"DX39"H. ALL THE GREAT FEATURES EAGLE IS FAMOUS FOR, PLUS THE AESTHETIC AND FUNCTIONAL BENEFIT OF 4"LEGS. NOW YOU CAN PLACE CABINETS OVER HVAC FLOOR OR BASEBOARD VENTS, CLEAN EASILY UNDER CABINETS, STRADDLE UNEVEN FLOORS, WIRES OR PLUM | INCREASE VENTILATION TO REDUCE POSSIBLE CORROSION. EACH LEG IS ADJUSTABLE TO BALANCE AND LEVEL CABINETS. CABINETS MEET OSHA AND NFPA CODE 30. YELLOW ONLY. BOTH MODELS 1924LEGS AND 1925LEGS HAVE 1 SHELF WITH A DEPTH OF 14.75" | 18-GAUGE STEEL, SIDES, TOP, BOTTOM, AND DOORS ARE DOUBLE-WALLED WITH A 1 1/2" AIR SPACE BETWEEN WALLS. BOTH VENTS, WITH 2" THREADED FITTINGS, HAVE FIRE BAFFLE AND CAP. CABINETS COME IN YELLOW HIGH GLOSS POWDER FINISH WITH RED WARNING, PLUS G |  | 60 | 30 | 10 | 10.4167 | CF | EA |  |  |  | 124 | 566 2 | US | 1 |  | 0 | STND | 30 | AF | IN | IN | IN | LN | WD | HT | P |  |  | O | O | O | O
GS-07F-238AA | EG-1925LEGS | EAGLE MFG | FLAMMABLE CABINET 12 GAL EAGLE 1DR MAN | EG-1925LEGS | FLAMMABLE CABINET 12 GALLON EAGLE TOWER 1 DOOR MANUAL CLOSE | 23"WX18"DX35"H, YELLOW. KEEP FLAMMABLE LIQUIDS NEAR WORK AREAS" EAGLE SAFETY STORAGE CABINETS. ALL ARE CONSTRUCTED OF 18-GAUGE STEEL. SIDES, TOP, BOTTOM, AND DOORS ARE DOUBLE-WALLED WITH A 1 1/2" AIR SPACE BETWEEN WALLS. BOTH VENTS, WITH 2" TH | THREADED FITTINGS, HAVE FIRE BAFFLE AND CAP. CABINETS COME IN YELLOW HIGH GLOSS POWDER FINISH WITH RED WARNING, PLUS GROUNDING ATTACHMENT, 3-POINT KEY LOCK, AND 2" RAISED, LEAK PROOF DOOR SILL. EACH SHELF IS ADJUSTABLE, SUPPORTED BY 4 BRACKETS | SUPPORT 350 POUNDS. APPROVALS AND REGULATIONS: NFPA CODE 30, OSHA. EAGLE PART # 1925 WEIGHT: 124 LBS. PLEASE NOTE THAT YOU MAY REQUIRE A LIFT GATE. |  | 16 | 16 | 50 | 7.4074 | CF | EA |  |  |  | 146 | 540 16 | US | 1 |  | 0 | STND | 30 | AF | IN | IN | IN | LN | WD | HT | P |  |  | O | O | O | O
GS-07F-238AA | EG-1926 | EAGLE MFG | VERTICAL DRUM CABINET 55 GAL 2DR MAN | EG-1926 | VERTICAL DRUM CABINET 55 GALLON DRUM 2 DOORS MANUAL CLOSE | 23"WX18"DX39"H. ALL THE GREAT FEATURES EAGLE IS FAMOUS FOR, PLUS THE AESTHETIC AND FUNCTIONAL BENEFIT OF 4"LEGS. NOW YOU CAN PLACE CABINETS OVER HVAC FLOOR OR BASEBOARD VENTS, CLEAN EASILY UNDER CABINETS, STRADDLE UNEVEN FLOORS, WIRES OR PLUM | INCREASE VENTILATION TO REDUCE POSSIBLE CORROSION. EACH LEG IS ADJUSTABLE TO BALANCE AND LEVEL CABINETS. CABINETS MEET OSHA AND NFPA CODE 30. YELLOW FINISH ONLY. BOTH MODELS 1924LEGS AND 1925LEGS HAVE 1 SHELF WITH A DEPTH OF 14.75" CONSTRUCT | 18-GAUGE STEEL, SIDES, TOP, BOTTOM, AND DOORS ARE DOUBLE-WALLED WITH A 1 1/2" AIR SPACE BETWEEN WALLS. BOTH VENTS, WITH 2" THREADED FITTINGS, HAVE FIRE BAFFLE AND CAP. CABINETS COME IN YELLOW HIGH GLOSS POWDER FINISH WITH RED WARNING, PLUS |  | 16 | 16 | 50 | 7.4074 | CF | EA |  |  |  | 322 | 540 16 | US | 1 |  | 0 | STND | 30 | AF | IN | IN | IN | LN | WD | HT | P |  |  | O | O | O | O
GS-07F-238AA | EG-1928 | EAGLE MFG | HORIZONTAL DRUM CABINET 55 GAL 2DR MAN | EG-1928 | HORIZONTAL DRUM CABINET 55 GALLON DRUM 2 DOORS MANUAL CLOSE | VERTICAL DRUM CABINET, SINGLE 55 GALLON DRUM WITH 2 DOORS, MANUAL CLOSE. KEEP 55 GALLON DRUMS CLOSE TO YOUR WORK AREA AND SAFELY CONTAIN FLAMMABLE LIQUIDS OR HAZARDOUS WASTE. EAGLE DRUM CABINETS GIVE YOU THE CHOICE BETWEEN HORIZONTAL OR VERTICAL DRUM | STORAGE. THE VERTICAL CABINETS ARE AVAILABLE FOR ONE OR TWO DRUMS AND FEATURE A CONVENIENT HALF SHELF FOR ADDITIONAL STORAGE SPACE FOR ACCESSORIES OR CONTAINERS. DRUM STORAGE CABINETS COME WITH DRUM SUPPORTS AND HAZ-DRUM CABINETS INCLUDE DRUM ROLLERS | FOR EASY DRUM HANDLING. MODEL EG-1957 DRUM CABINET RAMP MAKES LOADING AND UNLOADING MUCH EASIER. APPROVALS AND REGULATIONS: NFPA CODE 30, OSHA. EAGLE PART # 1926 WEIGHT: 332 LBS. PLEASE NOTE THAT YOU MAY REQUIRE A LIFT GATE. |  | 16 | 16 | 50 | 7.4074 | CF | EA |  |  |  | 339 | 540 16 | US | 1 |  | 0 | STND | 30 | AF | IN | IN | IN | LN | WD | HT | P |  |  | O | O | O | O
GS-07F-238AA | EG-1930 | EAGLE MFG | FLAMMABLE CABINET 30 GAL EAGLE SC | EG-1930 | FLAMMABLE CABINET 30 GALLON EAGLE CABINET SELF-CLOSING | HORIZONTAL DRUM CABINET, SINGLE 55 GALLON DRUM WITH 2 DOORS, MANUAL CLOSE. KEEP 55 GALLON DRUMS CLOSE TO YOUR WORK AREA AND SAFELY CONTAIN FLAMMABLE LIQUIDS OR HAZARDOUS WASTE. EAGLE DRUM CABINETS GIVE YOU THE CHOICE BETWEEN HORIZONTAL OR VERTICAL DR | THE VERTICAL CABINETS ARE AVAILABLE FOR ONE OR TWO DRUMS AND FEATURE A CONVENIENT HALF SHELF FOR ADDITIONAL STORAGE SPACE FOR ACCESSORIES OR CONTAINERS. DRUM STORAGE CABINETS COME WITH DRUM SUPPORTS AND HAZ-DRUM CABINETS INCLUDE DRUM ROLL | EASY DRUM HANDLING. MODEL EG-1957 DRUM CABINET RAMP MAKES LOADING AND UNLOADING MUCH EASIER. APPROVALS AND REGULATIONS: NFPA CODE 30, OSHA. EAGLE PART # 1928 WEIGHT: 339 LBS. PLEASE NOTE THAT YOU MAY REQUIRE A LIFT GATE. |  | 8 | 8 | 8 | 0.2963 | CF | EA |  |  |  | 227 | 540 16 | US | 1 |  | 0 | STND | 30 | AF | IN | IN | IN | LN | WD | HT | P |  |  | O | O | O | O
GS-07F-238AA | EG-1932 | EAGLE MFG | FLAMMABLE CABINET 30 GAL EAGLE MAN | EG-1932 | FLAMMABLE CABINET 30 GALLON EAGLE MANUAL CLOSE | 43"WX18"DX44"D. KEEP FLAMMABLE LIQUIDS NEAR WORK AREA. CABINETS ARE CONSTRUCTED OF 18-GAUGE STEEL. SIDES, TOP, BOTTOM, AND DOORS ARE DOUBLE-WALLED WITH A 1 1/2" AIR SPACE BETWEEN WALLS. BOTH VENTS, WITH 2" THREADED FITTINGS, HAVE FIRE BAFFLE | CABINETS COME WITH YELLOW HIGH GLOSS POWDER FINISH WITH RED WARNING, PLUS GROUNDING ATTACHMENT, 3-POINT KEY LOCK, AND 2" RAISED, LEAK PROOF DOOR SILL. EACH SHELF IS ADJUSTABLE, SUPPORTED BY 4 BRACKETS, AND CAN SUPPORT 350 POUNDS. FEATURES 1 S | SELF-CLOSING DOOR. APPROVALS AND REGULATIONS: FM, NFPA CODE 30, OSHA. EAGLE PART # 1930 WEIGHT: 227 LBS. PLEASE NOTE THAT YOU MAY REQUIRE A LIFT GATE. |  | 10 | 10 | 40 | 2.3148 | CF | EA |  |  |  | 221 | 540 16 | US | 1 |  | 0 | STND | 30 | AF | IN | IN | IN | LN | WD | HT | P |  |  | O | O | O | O
GS-07F-238AA | EG-1932LEGS | EAGLE MFG | FLAMMABLE CABINET 30 GAL EAGLE 2DR MAN | EG-1932LEGS | FLAMMABLE CABINET 30 GALLON EAGLE TOWER 2 DOORS MANUAL CLOSE | 43"WX18"DX44"D. CONSTRUCTED OF 18-GAUGE STEEL, SIDES, TOP, BOTTOM, AND DOORS ARE DOUBLE-WALLED WITH A 1 1/2" AIR SPACE BETWEEN WALLS. BOTH VENTS, WITH 2" THREADED FITTINGS, HAVE FIRE BAFFLE AND CAP. CABINETS COME IN YELLOW HIGH GLOSS | RED WARNING, PLUS GROUNDING ATTACHMENT, 3-POINT KEY LOCK, AND 2" RAISED, LEAK PROOF DOOR SILL. EACH SHELF IS ADJUSTABLE, SUPPORTED BY 4 BRACKETS, AND CAN SUPPORT 350 POUNDS. APPROVALS AND REGULATIONS: FM, NFPA CODE 30, OSHA. EAGLE PART # 19 | WEIGHT: 221 LBS. PLEASE NOTE THAT YOU MAY REQUIRE A LIFT GATE. |  | 10 | 10 | 40 | 2.3148 | CF | EA |  |  |  | 243 | 540 16 | US | 1 |  | 0 | STND | 30 | AF | IN | IN | IN | LN | WD | HT | P |  |  | O | O | O | O
GS-07F-238AA | EG-1934 | EAGLE MFG | CART DOLLY 43X 18" 12-16GAL CABINETS | EG-1934 | CABINET CART 43" X18' FRAME DOLLY FOR 12 & 16 GALLON EAGLE CABINETS | 43"WX18"DX48"H. ALL THE GREAT FEATURES EAGLE IS FAMOUS FOR, PLUS THE AESTHETIC AND FUNCTIONAL BENEFIT OF 4"LEGS. NOW YOU CAN PLACE CABINETS OVER HVAC FLOOR OR BASEBOARD VENTS, CLEAN EASILY UNDER CABINETS, STRADDLE UNEVEN FLOORS, WIRES OR PLUM | 18-GAUGE STEEL, SIDES, TOP, BOTTOM, AND DOORS ARE DOUBLE-WALLED WITH A 1 1/2" AIR SPACE BETWEEN WALLS. | THREADED FITTINGS, HAVE FIRE BAFFLE AND CAP. CABINETS COME IN YELLOW HIGH GLOSS POWDER FINISH WITH RED WARNING, PLUS GROUNDING ATTACHMENT, 3-POINT KEY LOCK, AND 2" RAISED, LEAK PROOF DOOR SILL. EACH SHELF IS ADJUSTABLE, SUPPORTED BY 4 BRACKETS, AND |  | 10 | 10 | 40 | 2.3148 | CF | EA |  |  |  | 40 | 540 16 | US | 1 |  | 0 | STND | 30 | AF | IN | IN | IN | LN | WD | HT | P |  |  | O | O | O | O
GS-07F-238AA | EG-1935 | EAGLE MFG | CART DOLLY 44X 19" 15-30GAL CABINETS | EG-1935 | CABINET CART 44" X19' FRAME DOLLY FOR 15 & 30 GALLON EAGLE CABINETS | FITS 12 & 16 GALLON CABINETS. CONVERT YOUR SAFETY STORAGE CABINETS INTO MOBILE WORKSTATIONS. SAFELY STORE AND TRANSPORT FLAMMABLES BETWEEN WORK AREAS. SWIVEL CASTERS PROVIDE FOR EASY MANEUVERABILITY. IDEAL FOR MAINTENANCE AND MANUFACTURING OPERATIONS | FEATURE INCLUDE: HEAVY DUTY STEEL CONSTRUCTION, TWO SWIVEL AND TWO FIXED CASTERS, 1000 LB. WEIGHT CAPACITY, HDPE TRAY INCLUDED TO PROTECT CABINET TOP. CABINET SECURED TO DOLLY WITH 4 CABINET LEVELING LEGS. EAGLE PART # 1935 | 4 |  | 10 | 10 | 40 | 2.3148 | CF | EA |  |  |  | 50 | 540 16 | US | 1 |  | 0 | STND | 30 | AF | IN | IN | IN | LN | WD | HT | P |  |  | O | O | O | O
GS-07F-238AA | EG-1945 | EAGLE MFG | FLAMMABLE CABINET 45 GAL EAGLE 1DR SC | EG-1945 | FLAMMABLE CABINET 45 GALLON EAGLE CABINET 1 DOOR SELF-CLOSING | FITS 15 & 30 GAL EAGLE BRAND SAFETY CABINETS. DIMENSIONS: 46"X19"X41". CONVERT YOUR SAFETY STORAGE CABINETS INTO MOBILE WORKSTATIONS. SAFELY STORE AND TRANSPORT FLAMMABLES BETWEEN WORK AREAS. SWIVEL CASTERS PROVIDE FOR EASY MANEUVERABILITY. | EAL FOR MAINTENANCE AND MANUFACTURING OPERATIONS AREAS. FEATURE INCLUDE: HEAVY DUTY STEEL CONSTRUCTION, TWO SWIVEL AND TWO FIXED CASTERS, 1000 LB. WEIGHT CAPACITY, HDPE TRAY INCLUDED TO PROTECT CABINET TOP. | 4 CABINET LEVELING LEGS. EAGLE PART # 1935. |  | 10 | 10 | 40 | 2.3148 | CF | EA |  |  |  | 308 | 540 16 | US | 1 |  | 0 | STND | 30 | AF | IN | IN | IN | LN | WD | HT | P |  |  | O | O | O | O
GS-07F-238AA | EG-1946 | EAGLE MFG | FLAMMABLE CABINET 48 GAL EAGLE 1DR MAN | EG-1946 | FLAMMABLE CABINET 48 GALLON EAGLE CABINET 1 DOOR MANUAL CLOSE | 43"WX18"DX65"D. CONSTRUCTED OF 18-GAUGE STEEL, SIDES, TOP, BOTTOM, AND DOORS ARE DOUBLE-WALLED WITH A 1 1/2" AIR SPACE BETWEEN WALLS. BOTH VENTS, WITH 2" THREADED FITTINGS, HAVE FIRE BAFFLE AND CAP. CABINETS COME IN YELLOW HIGH GLOSS POWDER | RED WARNING, PLUS GROUNDING ATTACHMENT, 3-POINT KEY LOCK, AND 2" RAISED, LEAK PROOF DOOR SILL. EACH SHELF IS ADJUSTABLE, SUPPORTED BY 4 BRACKETS, AND CAN SUPPORT 350 POUNDS. SELF CLOSING SLIDING DOOR. APPROVALS AND REGULATIONS: FM, NFPA COD | EAGLE PART # 1945 WEIGHT: 308 LBS. PLEASE NOTE THAT YOU MAY REQUIRE A LIFT GATE. |  | 10 | 10 | 40 | 2.3148 | CF | EA |  |  |  | 305 | 540 16 | US | 1 |  | 0 | STND | 30 | AF | IN | IN | IN | LN | WD | HT | P |  |  | O | O | O | O
GS-07F-238AA | EG-1947 | EAGLE MFG | FLAMMABLE CABINET 45 GAL EAGLE 2DR MAN | EG-1947 | FLAMMABLE CABINET 45 GALLON EAGLE MANUAL CLOSE | ONLY 23"WIDE, THIS MANUAL CLOSE CABINET FEATURES A 48 GALLON CAPACITY THAT WILL FIT PLACES A CONVENTIONAL CABINET CAN'T. 23"WX34"DX65"H. MEETS FM, NFPA CODE 30 AND OSHA REQUIREMENTS. GALVANIZED STEEL SHELVES, ADJUSTABLE ON 4.75" CENTERS, SUPPOR | GALVANIZED STEEL LEVELING LEGS. INTERNAL AND EXTERNAL WELDED 18 GAUGE STEEL DOUBLE WALL PANEL CONSTRUCTION WITH 1.5" AIR SPACE. 2" RAISED LEAK PROOF SILL. 2" VENT WITH FIRE BAFFLE AND CAP. GROUND CONNECTION. APPROVALS AND REGULATIONS: F | NFPA CODE 30, OSHA. EAGLE PART # 1946 WEIGHT: 305 LBS. PLEASE NOTE THAT YOU MAY REQUIRE A LIFT GATE. |  | 10 | 10 | 40 | 2.3148 | CF | EA |  |  |  | 302 | 540 16 | US | 1 |  | 0 | STND | 30 | AF | IN | IN | IN | LN | WD | HT | P |  |  | O | O | O | O
GS-07F-238AA | EG-1947LEGS | EAGLE MFG | FLAMMABLE CABINET 45 GAL EAGLE 2DR MAN | EG-1947LEGS | FLAMMABLE CABINET 45 GALLON EAGLE TOWER MANUAL | 43"WX18"DX65"D. CONSTRUCTED OF 18-GAUGE STEEL, SIDES, TOP, BOTTOM, AND DOORS ARE DOUBLE-WALLED WITH A 1 1/2" AIR SPACE BETWEEN WALLS. BOTH VENTS, WITH 2" THREADED FITTINGS, HAVE FIRE BAFFLE AND CAP. CABINETS COME IN YELLOW HIGH GLOSS POWDER FI | RED WARNING, PLUS GROUNDING ATTACHMENT, 3-POINT KEY LOCK, AND 2" RAISED, LEAK PROOF DOOR SILL. EACH SHELF IS ADJUSTABLE, SUPPORTED BY 4 BRACKETS, AND CAN SUPPORT 350 POUNDS. APPROVALS AND REGULATIONS: FM, NFPA CODE 30, OSHA. EAGLE PART # 19 | WEIGHT: 302 LBS. PLEASE NOTE THAT YOU MAY REQUIRE A LIFT GATE. |  | 10 | 10 | 40 | 2.3148 | CF | EA |  |  |  | 324 | 540 16 | US | 1 |  | 0 | STND | 30 | AF | IN | IN | IN | LN | WD | HT | P |  |  | O | O | O | O
GS-07F-238AA | EG-1950 | EAGLE MFG | GROUNDING WIRE, ALLIGATOR CLIPS FOR | EG-1950 | GROUNDING WIRE, ALLIGATOR CLIPS FOR LIQUID DRUMS | BONDING AND GROUNDING WIRES ELECTRICALLY GROUND DISPENSING STATIONS AND CONTAINERS TO HELP COMPLY WITH THE UNIFORM FIRE CODE, DIVISION VIII, SECTION 79.803. EAGLE PART # 1950. |  |  |  | 10 | 10 | 40 | 2.3148 | CF | EA |  |  |  | 2 | 540 16 | US | 1 |  | 0 | STND | 30 | AF | IN | IN | IN | LN | WD | HT | P |  |  | O | O | O | O
GS-07F-238AA | EG-1951 | EAGLE MFG | BONDING WIRE, C CLIP FOR LIQUID DRUM | EG-1951 | BONDING WIRE, C CLIP FOR LIQUID DRUMS | BONDING AND GROUNDING WIRES ELECTRICALLY GROUND DISPENSING STATIONS AND CONTAINERS TO HELP COMPLY WITH THE UNIFORM FIRE CODE, DIVISION VIII, SECTION 79.803. EAGLE PART # 1951. |  |  |  | 10 | 10 | 40 | 2.3148 | CF | EA |  |  |  | 2 | 540 16 | US | 1 |  | 0 | STND | 30 | AF | IN | IN | IN | LN | WD | HT | P |  |  | O | O | O | O
GS-07F-238AA | EG-1953 | EAGLE MFG | DRUM VENT BRASS FOR A HORIZONTAL DRUM | EG-1953 | DRUM VENT BRASS FOR A HORIZONTAL DRUM | EAGLE'S BRASS DRUM VENT ALLOW EASIER DISPENSING FROM HORIZONTAL DRUMS. EAGLE PART # 1953. |  |  |  | 14 | 14 | 40 | 4.537 | CF | EA |  |  |  | 4 | 540 16 | US | 1 |  | 0 | STND | 30 | AF | IN | IN | IN | LN | WD | HT | P |  |  | O | O | O | O
GS-07F-238AA | EG-1955 | EAGLE MFG | VERTICAL DOUBLE DRUM CABINET 2DR MAN | EG-1955 | VERTICAL DRUM CABINET FOR TWO 55 GALLON DRUMS W/ 2 DOORS MANUAL CLOSE | VERTICAL DRUM CABINET FOR TWO 55 GALLON DRUMS WITH 2 DOORS, MANUAL CLOSE. KEEP 55 GALLON DRUMS CLOSE TO YOUR WORK AREA AND SAFELY CONTAIN FLAMMABLE LIQUIDS OR HAZARDOUS WASTE. EAGLE DRUM CABINETS GIVE YOU THE CHOICE BETWEEN HORIZONTAL OR VERTICAL DRU | THE VERTICAL CABINETS ARE AVAILABLE FOR ONE OR TWO DRUMS AND FEATURE A CONVENIENT HALF SHELF FOR ADDITIONAL STORAGE SPACE FOR ACCESSORIES OR CONTAINERS. DRUM STORAGE CABINETS COME WITH DRUM SUPPORTS AND HAZ-DRUM CABINETS INCLUDE DRUM ROLLE | EASY DRUM HANDLING. MODEL EG-1957 DRUM CABINET RAMP MAKES LOADING AND UNLOADING MUCH EASIER. APPROVALS AND REGULATIONS: NFPA CODE 30, OSHA. EAGLE PART # 1955 WEIGHT: 505 LBS. PLEASE NOTE THAT YOU MAY REQUIRE A LIFT GATE. |  | 14 | 14 | 40 | 4.537 | CF | EA |  |  |  | 505 | 540 16 | US | 1 |  | 0 | STND | 30 | AF | IN | IN | IN | LN | WD | HT | P |  |  | O | O | O | O
GS-07F-238AA | EG-1957 | EAGLE MFG | RAMP FOR EAGLE DRUM CABINETS | EG-1957 | RAMP FOR EAGLE DRUM CABINETS STEEL SINGLE DRUM WIDTH | HEAVY DUTY 11-GAUGE GALVANIZED STEEL RAMP FITS MOST DRUM CABINETS FOR EASIER LOADING AND UNLOADING OF DRUMS. RESISTS CORROSION, AND ATTACHES FIRMLY TO CABINET DOOR SILL FOR NO SLIP LOADING AND UNLOADING. DIMENSIONS: 4.25"H X23.25"WX26.25"L. FIT | MODELS: EG-1926, EG-2610, EG-1928, EG-2810, EG-1955, EG-HAZ 1926, EG-HAZ 2610, EG-HAZ 1955. EAGLE PART # 1957. |  |  | 14 | 14 | 40 | 4.537 | CF | EA |  |  |  | 30 | 540 16 | US | 1 |  | 0 | STND | 30 | AF | IN | IN | IN | LN | WD | HT | P |  |  | O | O | O | O
GS-07F-238AA | EG-1958 | EAGLE MFG | HORIZONTAL DRUM LIFTER FORKLIFT SLING | EG-1958 | DRUM LIFTER SLING FOR LIFTING HORIZONTAL DRUMS | HORIZONTAL DRUM SLING WITH A 1000 LB. LOAD CAPACITY. EAGLE'S DRUM LIFTER MAKES DRUM HANDLING MUCH SIMPLER. EAGLE PART # 1958. |  |  |  | 10 | 10 | 40 | 2.3148 | CF | EA |  |  |  | 12 | 540 16 | US | 1 |  | 0 | STND | 30 | AF | IN | IN | IN | LN | WD | HT | P |  |  | O | O | O | O
GS-07F-238AA | EG-1961 | EAGLE MFG | FLAMMABLE CABINET 60 GAL EAGLE 1DR MAN | EG-1961 | FLAMMABLE CABINET 60 GALLON EAGLE CABINET, 1 DOOR MANUAL CLOSE | 31.25"WX31.25"DX65"H. THE MODEL EG-1961 OFFERS A NEW DOOR STYLE ON OUR POPULAR DOUBLE DEEP 60 GALLON CABINET. THIS MANUAL CLOSE, SINGLE DOOR MODEL IS EASY TO OPEN AND ALLOWS TOTAL ACCESS TO THE CONTENTS OF THE CABINET | FOUR 5 GALLONS AFETY CANS PER SHELF. CONSTRUCTED OF 18-GAUGE STEEL. SIDES, TOP, BOTTOM, AND DOORS ARE DOUBLE-WALLED WITH A 1 1/2" AIR SPACE BETWEEN WALLS. VENTS WITH 2" THREADED FITTINGS HAVE FIRE BAFFLE AND CAP. THIS CABINET COMES IN YELLOW | POWDER FINISH WITH RED WARNING, PLUS GROUNDING ATTACHMENT, 3-POINT KEY LOCK, AND 2" RAISED, LEAK PROOF DOOR SILL. EACH SHELF IS ADJUSTABLE, SUPPORTED BY 4 BRACKETS, AND CAN SUPPORT 350 POUNDS. APPROVALS AND REGULATIONS: NFPA CODE 30, OSHA. |  | 10 | 10 | 40 | 2.3148 | CF | EA |  |  |  | 320 | 540 16 | US | 1 |  | 0 | STND | 30 | AF | IN | IN | IN | LN | WD | HT | P |  |  | O | O | O | O
GS-07F-238AA | EG-1962 | EAGLE MFG | FLAMMABLE CABINET 60 GAL EAGLE 2DR MAN | EG-1962 | FLAMMABLE CABINET 60 GALLON EAGLE, 2 DOORS MANUAL CLOSE | 31.25"WX31.25"DX65"H. CONSTRUCTED OF 18-GAUGE STEEL, SIDES, TOP, BOTTOM, AND DOORS ARE DOUBLE-WALLED WITH A 1 1/2" AIR SPACE BETWEEN WALLS. BOTH VENTS, WITH 2" THREADED FITTINGS, HAVE FIRE BAFFLE AND CAP. CABINETS COME IN YELLOW HIGH GLOSS POW | GROUNDING ATTACHMENT, 3-POINT KEY LOCK, AND 2" RAISED, LEAK PROOF DOOR SILL. EACH SHELF IS ADJUSTABLE, SUPPORTED BY 4 BRACKETS, AND CAN SUPPORT 350 POUNDS. APPROVALS AND REGULATIONS: FM, NFPA CODE 30, OSHA. | EAGLE PART # 1962 WEIGHT: 322 LBS. PLEASE NOTE THAT YOU MAY REQUIRE A LIFT GATE. |  | 10 | 10 | 40 | 2.3148 | CF | EA |  |  |  | 322 | 540 16 | US | 1 |  | 0 | STND | 30 | AF | IN | IN | IN | LN | WD | HT | P |  |  | O | O | O | O
GS-07F-238AA | EG-1962LEGS | EAGLE MFG | FLAMMABLE CABINET 60 GAL EAGLE 2DR MAN | EG-1962LEGS | FLAMMABLE CABINET 60 GALLON EAGLE TOWER, 2 DOORS MANUAL CLOSE | 31.25"WX31.25"DX69"H. ALL THE GREAT FEATURES EAGLE IS FAMOUS FOR, PLUS THE AESTHETIC AND FUNCTIONAL BENEFIT OF 4"LEGS. NOW YOU CAN PLACE CABINETS OVER HVAC FLOOR OR BASEBOARD VENTS, CLEAN EASILY UNDER CABINETS, STRADDLE UNEVEN FLOORS, WIRES O | 18-GAUGE STEEL, SIDES, TOP, BOTTOM, AND DOORS ARE DOUBLE-WALLED WITH A 1 1/2" AIR SPACE BETWEEN WALLS. BOTH VENTS | WITH 2" THREADED FITTINGS, HAVE FIRE BAFFLE AND CAP. CABINETS COME IN YELLOW HIGH GLOSS POWDER FINISH WITH RED WARNING, PLUS GROUNDING ATTACHMENT, 3-POINT KEY LOCK, AND 2" RAISED, LEAK PROOF DOOR SILL. EACH SHELF IS ADJUSTABLE, SUPPORTED BY 4 BRACKET |  | 10 | 10 | 40 | 2.3148 | CF | EA |  |  |  | 344 | 540 16 | US | 1 |  | 0 | STND | 30 | AF | IN | IN | IN | LN | WD | HT | P |  |  | O | O | O | O
GS-07F-238AA | EG-1964 | EAGLE MFG | FLAMMABLE CABINET 60 GAL EAGLE 2DR MAN | EG-1964 | FLAMMABLE CABINET 60 GALLON EAGLE, 2 DOORS MANUAL CLOSE | 43"WX34"DX44"H. THE NEW MODEL EG-1964 IS A DOUBLE DEEP CABINET THAT HAS A 60 GALLON CAPACITY IN A LOW PROFILE. THIS CABINET IS ONLY 44" TALL AND WILL ACCOMMODATE THREE 5 GALLON CANS ACROSS IN TWO ROWS PER SHELF. CONSTRUCTED OF 18-GAUGE STEEL. | DOORS ARE DOUBLE-WALLED WITH A 1 1/2" AIR SPACE BETWEEN WALLS. VENTS WITH 2" THREADED FITTINGS HAVE FIRE BAFFLE AND CAP. THIS CABINET COMES IN YELLOW HIGH GLOSS POWDER FINISH WITH RED WARNING, PLUS GROUNDING ATTACHMENT | KEY LOCK, AND 2" RAISED, LEAK PROOF DOOR SILL. EACH SHELF IS ADJUSTABLE, SUPPORTED BY 4 BRACKETS, AND CAN SUPPORT 350 POUNDS. APPROVALS AND REGULATIONS: NFPA CODE 30, OSHA. EAGLE PART # 1964 WEIGHT: 317 LBS. PLEASE NOTE YOU MAY REQUIRE LIFT GATE |  | 12 | 10 | 12 | 0.8333 | CF | EA |  |  |  | 317 | 540 16 | US | 1 |  | 0 | STND | 30 | AF | IN | IN | IN | LN | WD | HT | P |  |  | O | O | O | O
GS-07F-238AA | EG-1966G | EAGLE MFG | SELF-CLOSE KIT FOR 60G DRUM CABINET | EG-1966G | SELF-CLOSE ADAPTER KIT FOR 60 GALLON & 1-DRUM VERTICAL CABINETS | 6"X16.5"X2". SELF-CLOSING ADAPTER KITS: EAGLE SAFETY STORAGE CABINETS WITH 2 DOORS THAT MUST BE CLOSED MANUALLY CAN BE CONVERTED TO SELF-CLOSING MODELS BY INSTALLING A SELF-CLOSING ADAPTER KIT. MANY LOCAL, STATE, AND FEDERAL FIRE CODES REQUIRE IT | ALL PARTS, INSTRUCTIONS, AND INSTALLATION TEMPLATES INCLUDED IN EACH KIT. MAY FIT OTHER MANUFACTURERS' 2-DOOR MANUAL-CLOSE CABINETS. KITS MOUNT ON INSIDE OF TOP OF CABINETS. EAGLE PART # 1966G. |  |  | 10 | 10 | 12 | 0.6944 | CF | EA |  |  |  | 8 | 540 16 | US | 1 |  | 0 | STND | 30 | AF | IN | IN | IN | LN | WD | HT | P |  |  | O | O | O | O
GS-07F-238AA | EG-1967G | EAGLE MFG | SELF-CLOSE KIT FOR 110G/DOUBLE DRUM CAB | EG-1967G | SELF-CLOSE ADAPTER KIT FOR 110 GALLON DOUBLE DRUM CABINETS | CONVERT YOUR EAGLE MANUAL CABINET INTO A SELF CLOSING CABINET WITH THIS CONVERSION KIT. CALIFORNIA (AND SEVERAL OTHER STATES) REQUIRE SELF-CLOSING CABINETS TO CONFORM TO THE FIRE CODE. IF YOU ARE OUT OF COMPLIANCE, YOU CAN QUICKLY MEET REQUIREMENTS | LOWER COST THAN REPLACING YOUR MANUAL SAFETY CABINETS BY PURCHASING DO IT YOURSELF CONVERSION KITS. THIS KIT FITS EAGLE DOUBLE DRUM CABINETS. EAGLE PART # 1967G. |  |  | 20 | 20 | 20 | 4.6296 | CF | EA |  |  |  | 12 | 540 16 | US | 1 |  | 0 | STND | 30 | AF | IN | IN | IN | LN | WD | HT | P |  |  | O | O | O | O
GS-07F-238AA | EG-1968G | EAGLE MFG | SELF-CLOSE KIT FOR EAGLE 6110 CABINET | EG-1968G | SELF-CLOSE ADAPTER KIT FOR 6110 CABINET | SELF CLOSING CABINET KIT CONVERSION. EAGLE PART # 1968G. |  |  |  | 20 | 20 | 20 | 4.6296 | CF | EA |  |  |  | 8 | 540 16 | US | 1 |  | 0 | STND | 30 | AF | IN | IN | IN | LN | WD | HT | P |  |  | O | O | O | O
GS-07F-238AA | EG-1970 | EAGLE MFG | FLAMMABLE SAFETY CABINET 22 GAL EAGLE | EG-1970 | FLAMMABLE SAFETY CABINET 22 GALLON EAGLE UNDER-COUNTER 2 DOOR SELF-CLOSING | FLAMMABLE SAFETY CABINET, 22 GALLON EAGLE UNDER-COUNTER WITH 2 DOORS, SELF-CLOSE. OPTIMIZE YOUR WORK AREA WITH THIS COMPACT CABINET. THIS 22 GALLON CABINET IS DESIGNED WITH 3" KICK SPACE. IT FITS WELL UNDER COUNTERS, FUME HOOD OR UNDER WINDOWS. FEAT | 18-GAUGE STEEL, SIDES, TOP, BOTTOM, AND DOORS ARE DOUBLE-WALLED WITH A 1 1/2" AIR SPACE BETWEEN WALLS. BOTH VENTS, WITH 2" THREADED FITTINGS, HAVE FIRE BAFFLE | YELLOW HIGH GLOSS POWDER FINISH WITH RED WARNING, PLUS GROUNDING ATTACHMENT, 3-POINT KEY LOCK, AND 2" RAISED, LEAK PROOF DOOR SILL. EACH SHELF IS ADJUSTABLE, SUPPORTED BY 4 BRACKETS, AND CAN SUPPORT 350 POUNDS. FEATURES 2 SELF-CLOSE DOORS |  | 20 | 20 | 20 | 4.6296 | CF | EA |  |  |  | 191 | 540 16 | US | 1 |  | 0 | STND | 30 | AF | IN | IN | IN | LN | WD | HT | P |  |  | O | O | O | O
GS-07F-238AA | EG-1971 | EAGLE MFG | FLAMMABLE SAFETY CABINET 22 GAL EAGLE | EG-1971 | FLAMMABLE SAFETY CABINET 22 GALLON EAGLE UNDER-COUNTER 2 DOOR MANUAL CLOSE | FLAMMABLE SAFETY CABINET, 22 GALLON EAGLE UNDER-COUNTER WITH 2 DOORS, MANUAL CLOSE. OPTIMIZE YOUR WORK AREA WITH THIS COMPACT CABINET. THIS 22 GALLON CABINET IS DESIGNED WITH 3" KICK SPACE. IT FITS WELL UNDER COUNTERS, FUME HOOD OR UNDER WINDOWS. CO | 18-GAUGE STEEL, SIDES, TOP, BOTTOM, AND DOORS ARE DOUBLE-WALLED WITH A 1 1/2" AIR SPACE BETWEEN WALLS. BOTH VENTS, WITH 2" THREADED FITTINGS, HAVE FIRE BAFFLE AND CAP. CABINETS COME IN YELLOW HIGH GLOSS POWDER FINISH WITH RED WARNING, PL | GROUNDING ATTACHMENT, 3-POINT KEY LOCK, AND 2" RAISED, LEAK PROOF DOOR SILL. EACH SHELF IS ADJUSTABLE, SUPPORTED BY 4 BRACKETS, AND CAN SUPPORT 350 POUNDS. APPROVALS AND REGULATIONS: NFPA CODE 30, OSHA. EAGLE PART # 1971 WEIGHT: 181 LBS. |  | 20 | 20 | 20 | 4.6296 | CF | EA |  |  |  | 181 | 540 16 | US | 1 |  | 0 | STND | 30 | AF | IN | IN | IN | LN | WD | HT | P |  |  | O | O | O | O
GS-07F-238AA | EG-1972 | EAGLE MFG | METAL SHELF REPLCMNT 35X 22" EAGLE | EG-1972 | METAL SHELF REPLCMNT 35"X22' FOR 22 GALLON UNDER COUNTER EAGLE CABINETS | GALVANIZED STEEL METAL CABINET SHELVES: ADD MORE SHELVING SPACE OR REPLACE DAMAGED SHELVES WITH THESE GALVANIZED STEEL CABINET SHELVES. AVAILABLE IN A VARIETY OF SIZES TO FIT EVERY EAGLE CABINET. THIS SHELF FITS UNDER-COUNTER CABINETS: EG-1970 & EG-1 | 971. EAGLE PART # 1972. |  |  | 10 | 10 | 60 | 3.4722 | CF | EA |  |  |  | 18 | 540 16 | US | 1 |  | 0 | STND | 30 | AF | IN | IN | IN | LN | WD | HT | P |  |  | O | O | O | O
GS-07F-238AA | EG-1974-B | EAGLE MFG | BRASS FAUCET FOR LIQUID DRUMS | EG-1974-B | BRASS FAUCET FOR LIQUID DRUMS | BRASS FAUCET FOR LIQUID DRUMS. EAGLE PART # 1974-B. |  |  |  | 10 | 10 | 76 | 4.3981 | CF | EA |  |  |  | 4 | 540 16 | US | 1 |  | 0 | STND | 30 | AF | IN | IN | IN | LN | WD | HT | P |  |  | O | O | O | O
GS-07F-238AA | EG-1975 | EAGLE MFG | FLAMMABLE CABINET WALL MOUNT 24GAL SC | EG-1975 | FLAMMABLE SAFETY CABINET WALL MOUNT 24 GALLON , 2 DOORS SELF-CLOSING | JUST 12"DEEP, THIS SELF-CLOSING CABINET WILL FIT EASILY ON THE WALL ABOVE WORK SPACES AND IS CONVENIENT FOR EYE LEVEL STORAGE OF FLAMMABLES AND WILL HOLD 24 GALLONS. FEATURES 2 SELF-CLOSING, HYDRAULIC | 18-GAUGE STEEL, SIDES, TOP, BOTTOM, AND DOORS ARE DOUBLE-WALLED WITH A 1 1/2" AIR SPACE BETWEEN WALLS. BOTH VENTS, WITH 2" THREADED FITTINGS, HAVE FIRE BAFFLE AND CAP. CABINETS COME IN YELLOW HIGH GLOSS POWDER FINISH WITH RED WARNING, PLUS GROU | GROUNDING ATTACHMENT, 3-POINT KEY LOCK, AND 2" RAISED, LEAK PROOF DOOR SILL. EACH SHELF IS ADJUSTABLE, SUPPORTED BY 4 BRACKETS, AND CAN SUPPORT 350 POUNDS. FEATURES 2 SELF-CLOSING, HYDRAULICALLY OPERATED DOORS WITH FUSIBLE LINKS. APPROVALS |  | 10 | 10 | 12 | 0.6944 | CF | EA |  |  |  | 224 | 540 16 | US | 1 |  | 0 | STND | 30 | AF | IN | IN | IN | LN | WD | HT | P |  |  | O | O | O | O
GS-07F-238AA | EG-1976 | EAGLE MFG | FLAMMABLE CABINET WALL MOUNT 24GAL MAN | EG-1976 | FLAMMABLE SAFETY CABINET WALL MOUNT 24 GALLON , 2 DOORS MANUAL CLOSE | JUST 12"DEEP, THIS MANUAL CLOSE CABINET WILL FIT EASILY ON THE WALL ABOVE WORK SPACES AND IS CONVENIENT FOR EYE LEVEL STORAGE OF FLAMMABLES AND WILL HOLD 24 GALLONS. CONSTRUCTED OF 18-GAUGE STEEL, SIDES, TOP, BOTTOM, AND DOORS ARE DOUBLE-WALLED WITH | A 1 1/2" AIR SPACE BETWEEN WALLS. BOTH VENTS, WITH 2" THREADED FITTINGS, HAVE FIRE BAFFLE AND CAP. CABINETS COME IN YELLOW HIGH GLOSS POWDER FINISH WITH RED WARNING, PLUS GROUNDING ATTACHMENT, 3-POINT KEY LOCK, AND 2" RAISED, LEAK PROOF DOOR SILL. | SHELF IS ADJUSTABLE, SUPPORTED BY 4 BRACKETS, AND CAN SUPPORT 350 POUNDS. APPROVALS AND REGULATIONS: NFPA CODE 30, OSHA. EAGLE PART # 1976 WEIGHT: 214 LBS. PLEASE NOTE THAT YOU MAY REQUIRE A LIFT GATE. |  | 10 | 10 | 40 | 2.3148 | CF | EA |  |  |  | 214 | 540 16 | US | 1 |  | 0 | STND | 30 | AF | IN | IN | IN | LN | WD | HT | P |  |  | O | O | O | O
GS-07F-238AA | EG-1977 | EAGLE MFG | METAL SHELF REPLCMNT 43X 12" | EG-1977 | METAL SHELF REPLCMNT 43"X12' FOR 24 GALLON WALL MOUNT EAGLE CABINETS | GALVANIZED STEEL METAL CABINET SHELVES: ADD MORE SHELVING SPACE OR REPLACE DAMAGED SHELVES WITH THESE GALVANIZED STEEL CABINET SHELVES. AVAILABLE IN A VARIETY OF SIZES TO FIT EVERY EAGLE CABINET. THIS SHELF FITS WALL MOUNT CABINETS: EG-1975 & EG-1976 | EAGLE PART # 1977. |  |  | 10 | 10 | 58 | 3.3565 | CF | EA |  |  |  | 18 | 540 16 | US | 1 |  | 0 | STND | 30 | AF | IN | IN | IN | LN | WD | HT | P |  |  | O | O | O | O
GS-07F-238AA | EG-1978G | EAGLE MFG | SELF-CLOSE KIT FOR EAGLE UNDERCOUNTER | EG-1978G | SELF-CLOSE ADAPTER KIT FOR EAGLE UNDER COUNTER SAFETY CABINETS | 6"X16.5"X2". SELF-CLOSING ADAPTER KITS: EAGLE SAFETY STORAGE CABINETS WITH 2 DOORS THAT MUST BE CLOSED MANUALLY CAN BE CONVERTED TO SELF-CLOSING MODELS BY INSTALLING A SELF-CLOSING ADAPTER KIT. MANY LOCAL, STATE, AND FEDERAL FIRE CODES REQUIRE TH | SELF-CLOSING DOORS ON SAFETY STORAGE CABINETS. ALL PARTS, INSTRUCTIONS, AND INSTALLATION TEMPLATES INCLUDED IN EACH KIT. MAY FIT OTHER MANUFACTURERS' 2-DOOR MANUAL-CLOSE CABINETS. KITS MOUNT ON INSIDE OF TOP OF CABINETS. EAGLE PART # 1978G. |  |  | 10 | 10 | 40 | 2.3148 | CF | EA |  |  |  | 8 | 540 16 | US | 1 |  | 0 | STND | 30 | AF | IN | IN | IN | LN | WD | HT | P |  |  | O | O | O | O
GS-07F-238AA | EG-1979GN | EAGLE MFG | SELF-CLOSE KIT FOR EAGLE HAZ9010 | EG-1979GN | SELF-CLOSE ADAPTER KIT FOR EAGLE EG-HAZ9010 SAFETY CABINET | SELF CLOSING CABINET KIT CONVERSION. EAGLE PART # 1979GN. |  |  |  | 10 | 10 | 58 | 3.3565 | CF | EA |  |  |  | 8 | 540 16 | US | 1 |  | 0 | STND | 30 | AF | IN | IN | IN | LN | WD | HT | P |  |  | O | O | O | O
GS-07F-238AA | EG-1992 | EAGLE MFG | FLAMMABLE CABINET 90 GAL EAGLE 2DR MAN | EG-1992 | FLAMMABLE CABINET 90 GALLON EAGLE 2 DOOR MANUAL CLOSE | 43"WX34"DX65"H. CONSTRUCTED OF 18-GAUGE STEEL, SIDES, TOP, BOTTOM, AND DOORS ARE DOUBLE-WALLED WITH A 1 1/2" AIR SPACE BETWEEN WALLS. BOTH VENTS, WITH 2" THREADED FITTINGS, HAVE FIRE BAFFLE AND CAP. CABINETS COME IN YELLOW HIGH GLOSS POWDER FI | RED WARNING, PLUS GROUNDING ATTACHMENT, 3-POINT KEY LOCK, AND 2" RAISED, LEAK PROOF DOOR SILL. EACH SHELF IS ADJUSTABLE, SUPPORTED BY 4 BRACKETS, AND CAN SUPPORT 350 POUNDS. APPROVALS AND REGULATIONS: FM, NFPA CODE 30, OSHA. EAGLE PART # 19 | 92 WEIGHT: 424 LBS. PLEASE NOTE THAT YOU MAY REQUIRE A LIFT GATE. |  | 10 | 10 | 58 | 3.3565 | CF | EA |  |  |  | 424 | 540 16 | US | 1 |  | 0 | STND | 30 | AF | IN | IN | IN | LN | WD | HT | P |  |  | O | O | O | O
GS-07F-238AA | EG-1992LEGS | EAGLE MFG | FLAMMABLE CABINET 90 GAL EAGLE 2DR MAN | EG-1992LEGS | FLAMMABLE CABINET 90 GALLON EAGLE TOWER 2 DOOR MANUAL CLOSE | 43"WX34"DX69"H. ALL THE GREAT FEATURES EAGLE IS FAMOUS FOR, PLUS THE AESTHETIC AND FUNCTIONAL BENEFIT OF 4"LEGS. NOW YOU CAN PLACE CABINETS OVER HVAC FLOOR OR BASEBOARD VENTS, CLEAN EASILY UNDER CABINETS, STRADDLE UNEVEN FLOORS, WIRES OR PLUM | 18-GAUGE STEEL, SIDES, TOP, BOTTOM, AND DOORS ARE DOUBLE-WALLED WITH A 1 1/2" AIR SPACE BETWEEN WALLS. BOTH VENTS | THREADED FITTINGS, HAVE FIRE BAFFLE AND CAP. CABINETS COME IN YELLOW HIGH GLOSS POWDER FINISH WITH RED WARNING, PLUS GROUNDING ATTACHMENT, 3-POINT KEY LOCK, AND 2" RAISED, LEAK PROOF DOOR SILL. EACH SHELF IS ADJUSTABLE, SUPPORTED BY 4 BRACKETS |  | 10 | 10 | 58 | 3.3565 | CF | EA |  |  |  | 457 | 540 16 | US | 1 |  | 0 | STND | 30 | AF | IN | IN | IN | LN | WD | HT | P |  |  | O | O | O | O
GS-07F-238AA | EG-1993G | EAGLE MFG | SELF-CLOSE KIT FOR EAGLE 1961 & 1946 | EG-1993G | SELF-CLOSE ADAPTER KIT FOR EG-1961 & EG-1946 EAGLE CABINETS | SELF CLOSING CABINET KIT CONVERSION. EAGLE PART # 1993G. |  |  |  | 10 | 10 | 58 | 3.3565 | CF | EA |  |  |  | 8 | 540 16 | US | 1 |  | 0 | STND | 30 | AF | IN | IN | IN | LN | WD | HT | P |  |  | O | O | O | O
GS-07F-238AA | EG-1994 | EAGLE MFG | ROLLERS 2' FOR EAGLE HAZ DRUM CABINETS | EG-1994 | DRUM ROLLERS 2' FOR EAGLE HAZ DRUM CABINETS NEED 1 PER DRUM) | 2" DRUM ROLLERS ARE DESIGNED FOR EASY DRUM HANDLING AND ARE AVAILABLE FOR SINGLE AND DOUBLE DRUM EAGLE BRAND HAZARDOUS WASTE SAFETY STORAGE CABINETS EG-HAZ1992 AND EG-HAZ9010. 1 SET OF ROLLERS IS REQUIRED FOR EACH DRUM IN A CABINET, SO 2 SETS ARE REQ | UIRED FOR DOUBLE-DRUM CABINETS. EAGLE PART # 1994. |  |  | 10 | 10 | 78 | 4.5139 | CF | EA |  |  |  | 40 | 540 16 | US | 1 |  | 0 | STND | 30 | AF | IN | IN | IN | LN | WD | HT | P |  |  | O | O | O | O
GS-07F-238AA | EG-2310 | EAGLE MFG | FLAMMABLE CABINET 24 GAL EAGLE 1DR SC | EG-2310 | FLAMMABLE CABINET 24 GALLON EAGLE SLIM CABINET W/ 1 DOOR SELF-CLOSING | 23"WX18"DX65"H. ONLY 23"WIDE, THIS SPACE-SAVER CABINET FEATURES A 24 GALLON CAPACITY THAT WILL FIT PLACES A CONVENTIONAL CABINET CAN'T. CONSTRUCTED OF 18-GAUGE STEEL. SIDES, TOP, BOTTOM, AND DOORS ARE DOUBLE-WALLED WITH A 1 1/2" AIR SPACE BET | WALLS. VENTS WITH 2" THREADED FITTINGS HAVE FIRE BAFFLE AND CAP. THIS CABINET COMES IN YELLOW HIGH GLOSS POWDER FINISH WITH RED WARNING, PLUS GROUNDING ATTACHMENT, 3-POINT KEY LOCK, AND 2" RAISED, LEAK PROOF DOOR SILL. EACH SHELF IS ADJUSTABLE, | 4 BRACKETS, AND CAN SUPPORT 350 POUNDS. FEATURES 1 SELF-CLOSING, HYDRAULICALLY OPERATED DOOR WITH FUSIBLE LINKS. APPROVALS AND REGULATIONS: NFPA CODE 30, OSHA. EAGLE PART # 2310 WEIGHT: 208 LBS. PLEASE NOTE THAT YOU MAY REQUIRE A LIFT GATE |  | 10 | 10 | 10 | 0.5787 | CF | EA |  |  |  | 208 | 540 16 | US | 1 |  | 0 | STND | 30 | AF | IN | IN | IN | LN | WD | HT | P |  |  | O | O | O | O
GS-07F-238AA | EG-2610 | EAGLE MFG | VERTICAL DRUM CABINET 55 GAL 2DR SC | EG-2610 | VERTICAL DRUM CABINET 55 GALLON DRUM W/ 2 DOORS SELF-CLOSING | VERTICAL DRUM CABINET, SINGLE 55 GALLON DRUM WITH 2 DOORS, SELF-CLOSE. KEEP 55 GALLON DRUMS CLOSE TO YOUR WORK AREA AND SAFELY CONTAIN FLAMMABLE LIQUIDS OR HAZARDOUS WASTE. EAGLE DRUM CABINETS GIVE YOU THE CHOICE BETWEEN HORIZONTAL OR VERTICAL DRUM S | TORAGE. THE VERTICAL CABINETS ARE AVAILABLE FOR ONE OR TWO DRUMS AND FEATURE A CONVENIENT HALF SHELF FOR ADDITIONAL STORAGE SPACE FOR ACCESSORIES OR CONTAINERS. DRUM STORAGE CABINETS COME WITH DRUM SUPPORTS AND HAZ-DRUM CABINETS INCLUDE DRUM ROLLERS | FOR EASY DRUM HANDLING. MODEL EG-1957 DRUM CABINET RAMP MAKES LOADING AND UNLOADING MUCH EASIER. APPROVALS AND REGULATIONS: NFPA CODE 30, OSHA. EAGLE PART # 2610 WEIGHT: 332 LBS. PLEASE NOTE THAT YOU MAY REQUIRE A LIFT GATE. |  | 10 | 10 | 40 | 2.3148 | CF | EA |  |  |  | 332 | 540 16 | US | 1 |  | 0 | STND | 30 | AF | IN | IN | IN | LN | WD | HT | P |  |  | O | O | O | O
GS-07F-238AA | EG-2810 | EAGLE MFG | HORIZONTAL DRUM CABINET 55 GAL 2DR SC | EG-2810 | HORIZONTAL DRUM CABINET 55 GALLON DRUM W/ 2 DOORS SELF-CLOSING | HORIZONTAL DRUM CABINET, SINGLE 55 GALLON DRUM WITH 2 DOORS, SELF-CLOSE. KEEP 55 GALLON DRUMS CLOSE TO YOUR WORK AREA AND SAFELY CONTAIN FLAMMABLE LIQUIDS OR HAZARDOUS WASTE. EAGLE DRUM CABINETS GIVE YOU THE CHOICE BETWEEN HORIZONTAL OR VERTICAL DRUM | STORAGE. THE VERTICAL CABINETS ARE AVAILABLE FOR ONE OR TWO DRUMS AND FEATURE A CONVENIENT HALF SHELF FOR ADDITIONAL STORAGE SPACE FOR ACCESSORIES OR CONTAINERS. DRUM STORAGE CABINETS COME WITH DRUM SUPPORTS AND HAZ-DRUM CABINETS INCLUDE DRUM ROLLERS | FOR EASY DRUM HANDLING. MODEL EG-1957 DRUM CABINET RAMP MAKES LOADING AND UNLOADING MUCH EASIER. APPROVALS AND REGULATIONS: NFPA CODE 30, OSHA. EAGLE PART # 2810 WEIGHT: 349 LBS. PLEASE NOTE THAT YOU MAY REQUIRE A LIFT GATE. |  | 10 | 10 | 40 | 2.3148 | CF | EA |  |  |  | 349 | 540 16 | US | 1 |  | 0 | STND | 30 | AF | IN | IN | IN | LN | WD | HT | P |  |  | O | O | O | O
GS-07F-238AA | EG-3010 | EAGLE MFG | FLAMMABLE CABINET 30 GAL EAGLE 2DR SC | EG-3010 | FLAMMABLE CABINET 30 GALLON EAGLE 2 DOOR SELF-CLOSING | 43"WX18"DX44"D. CONSTRUCTED OF 18-GAUGE STEEL, SIDES, TOP, BOTTOM, AND DOORS ARE DOUBLE-WALLED WITH A 1 1/2" AIR SPACE BETWEEN WALLS. BOTH VENTS, WITH 2" THREADED FITTINGS, HAVE FIRE BAFFLE AND CAP. CABINETS COME IN YELLOW HIGH GLOSS | NISH WITH RED WARNING, PLUS GROUNDING ATTACHMENT, 3-POINT KEY LOCK, AND 2" RAISED, LEAK PROOF DOOR SILL. EACH SHELF IS ADJUSTABLE, SUPPORTED BY 4 BRACKETS, AND CAN SUPPORT 350 POUNDS. APPROVALS AND REGULATIONS: FM, NFPA CODE 30, OSHA. EAGLE PART # 30 | 10 WEIGHT: 231 LBS. PLEASE NOTE THAT YOU MAY REQUIRE A LIFT GATE. |  | 10 | 10 | 40 | 2.3148 | CF | EA |  |  |  | 231 | 540 16 | US | 1 |  | 0 | STND | 30 | AF | IN | IN | IN | LN | WD | HT | P |  |  | O | O | O | O
GS-07F-238AA | EG-3010LEGS | EAGLE MFG | FLAMMABLE CABINET 30 GAL EAGLE 2DR SC | EG-3010LEGS | FLAMMABLE CABINET 30 GALLON EAGLE TOWER 2 DOOR SELF-CLOSING | 43"WX18"DX48"H. ALL THE GREAT FEATURES EAGLE IS FAMOUS FOR, PLUS THE AESTHETIC AND FUNCTIONAL BENEFIT OF 4"LEGS. NOW YOU CAN PLACE CABINETS OVER HVAC FLOOR OR BASEBOARD VENTS, CLEAN EASILY UNDER CABINETS, STRADDLE UNEVEN FLOORS, WIRES OR PLUM | 18-GAUGE STEEL, SIDES, TOP, BOTTOM, AND DOORS ARE DOUBLE-WALLED WITH A 1 1/2" AIR SPACE BETWEEN WALLS. BOTH VENTS, WITH 2 | FIRE BAFFLE AND CAP. CABINETS COME IN YELLOW HIGH GLOSS POWDER FINISH WITH RED WARNING, PLUS GROUNDING ATTACHMENT, 3-POINT KEY LOCK, AND 2" RAISED, LEAK PROOF DOOR SILL. EACH SHELF IS ADJUSTABLE, SUPPORTED BY 4 BRACKETS |  | 10 | 10 | 46 | 2.662 | CF | EA |  |  |  | 254 | 540 16 | US | 1 |  | 0 | STND | 30 | AF | IN | IN | IN | LN | WD | HT | P |  |  | O | O | O | O
GS-07F-238AA | EG-3045-KIT | EAGLE MFG | POLY TRAY KIT FOR EAGLE CABINETS | EG-3045-KIT | UNIVERSAL POLY TRAY KIT FOR EAGLE CABINET SHELF PROTECTION | UNIVERSAL POLY TRAY KIT INCLUDES THREE HIGH DENSITY POLYETHYLENE SHELF TRAYS SIZED TO FIT ALL 15, 30 AND 45 GALLON CABINETS. OFFERS ADDITIONAL PROTECTION AGAINST CORROSION AND SPILLS. EAGLE PART # 3045-KIT. |  |  |  | 10 | 10 | 46 | 2.662 | CF | EA |  |  |  | 15 | 540 16 | US | 1 |  | 0 | STND | 30 | AF | IN | IN | IN | LN | WD | HT | P |  |  | O | O | O | O
GS-07F-238AA | EG-4510 | EAGLE MFG | FLAMMABLE CABINET 45 GAL 2DR SE | EG-4510 | FLAMMABLE CABINET 45 GALLON 2 DOOR SELF-CLOSING | 43"WX18"DX65"D. CONSTRUCTED OF 18-GAUGE STEEL, SIDES, TOP, BOTTOM, AND DOORS ARE DOUBLE-WALLED WITH A 1 1/2" AIR SPACE BETWEEN WALLS. BOTH VENTS, WITH 2" THREADED FITTINGS, HAVE FIRE BAFFLE AND CAP. CABINETS COME IN YELLOW HIGH GLOSS | NISH WITH RED WARNING, PLUS GROUNDING ATTACHMENT, 3-POINT KEY LOCK, AND 2" RAISED, LEAK PROOF DOOR SILL. EACH SHELF IS ADJUSTABLE, SUPPORTED BY 4 BRACKETS, AND CAN SUPPORT 350 POUNDS. FEATURES 2 SELF-CLOSING, HYDRAULICALLY OPERATED DOORS WITH FUSIBLE | LINKS. APPROVALS AND REGULATIONS: FM, NFPA CODE 30, OSHA. EAGLE PART # 4510 WEIGHT: 312 LBS. PLEASE NOTE THAT YOU MAY REQUIRE A LIFT GATE. |  | 10 | 10 | 50 | 2.8935 | CF | EA |  |  |  | 312 | 540 16 | US | 1 |  | 0 | STND | 30 | AF | IN | IN | IN | LN | WD | HT | P |  |  | O | O | O | O
GS-07F-238AA | EG-4510LEGS | EAGLE MFG | FLAMMABLE CABINET 45 GAL EAGLE | EG-4510LEGS | FLAMMABLE CABINET 45 GALLON EAGLE TOWER 2 DOOR SELF-CLOSING | 43"WX18"DX69"H. ALL THE GREAT FEATURES EAGLE IS FAMOUS FOR, PLUS THE AESTHETIC AND FUNCTIONAL BENEFIT OF 4"LEGS. NOW YOU CAN PLACE CABINETS OVER HVAC FLOOR OR BASEBOARD VENTS, CLEAN EASILY UNDER CABINETS, STRADDLE UNEVEN FLOORS, WIRES OR PLUM | 18-GAUGE STEEL, SIDES, TOP, BOTTOM, AND DOORS ARE DOUBLE-WALLED WITH A 1 1/2" AIR SPACE BETWEEN WALLS. BOTH VENTS, WITH 2 | FIRE BAFFLE AND CAP. CABINETS COME IN YELLOW HIGH GLOSS POWDER FINISH WITH RED WARNING, PLUS GROUNDING ATTACHMENT, 3-POINT KEY LOCK, AND 2" RAISED, LEAK PROOF DOOR SILL. EACH SHELF IS ADJUSTABLE, SUPPORTED BY 4 BRACKETS |  | 10 | 10 | 40 | 2.3148 | CF | EA |  |  |  | 335 | 540 16 | US | 1 |  | 0 | STND | 30 | AF | IN | IN | IN | LN | WD | HT | P |  |  | O | O | O | O
GS-07F-238AA | EG-4610 | EAGLE MFG | FLAMMABLE CABINET 48 GAL EAGLE | EG-4610 | FLAMMABLE CABINET 48 GALLON EAGLE CABINET W/ 1 DOOR SELF-CLOSING | ONLY 23"WIDE, THIS CABINET FEATURES A 48 GALLON CAPACITY THAT WILL FIT PLACES A CONVENTIONAL CABINET CAN'T. 23"WX34"DX65"H. MEETS FM, NFPA CODE 30 AND OSHA REQUIREMENTS. GALVANIZED STEEL SHELVES, ADJUSTABLE ON 4.75" CENTERS, SUPPORT 350 POUNDS. | GALVANIZED STEEL LEVELING LEGS. INTERNAL AND EXTERNAL WELDED 18 GAUGE STEEL DOUBLE WALL PANEL CONSTRUCTION WITH 1.5" AIR SPACE. 2" RAISED LEAK PROOF SILL. 2" VENT WITH FIRE BAFFLE AND CAP. GROUND CONNECTION. FEATURES 1 SELF-CLOSING, HYDRAULICALLY OPE | RATED DOOR WITH FUSIBLE LINKS. APPROVALS AND REGULATIONS: FM, NFPA CODE 30, OSHA. EAGLE PART # 4610 WEIGHT: 315 LBS. PLEASE NOTE THAT YOU MAY REQUIRE A LIFT GATE. |  | 10 | 10 | 50 | 2.8935 | CF | EA |  |  |  | 315 | 540 16 | US | 1 |  | 0 | STND | 30 | AF | IN | IN | IN | LN | WD | HT | P |  |  | O | O | O | O
GS-07F-238AA | EG-5510 | EAGLE MFG | VERTICAL DRUM CABINET FOR TWO 55 GAL | EG-5510 | VERTICAL DRUM CABINET FOR TWO 55 GALLON DRUMS W/ 2 DOORS SELF-CLOSING | VERTICAL DRUM CABINET FOR TWO 55 GALLON DRUMS WITH 2 DOORS, SELF-CLOSE. KEEP 55 GALLON DRUMS CLOSE TO YOUR WORK AREA AND SAFELY CONTAIN FLAMMABLE LIQUIDS OR HAZARDOUS WASTE. EAGLE DRUM CABINETS GIVE YOU THE CHOICE BETWEEN HORIZONTAL OR VERTICAL DRUM | STORAGE. THE VERTICAL CABINETS ARE AVAILABLE FOR ONE OR TWO DRUMS AND FEATURE A CONVENIENT HALF SHELF FOR ADDITIONAL STORAGE SPACE FOR ACCESSORIES OR CONTAINERS. DRUM STORAGE CABINETS COME WITH DRUM SUPPORTS AND HAZ-DRUM CABINETS INCLUDE DRUM ROLLERS | FOR EASY DRUM HANDLING. MODEL EG-1957 DRUM CABINET RAMP MAKES LOADING AND UNLOADING MUCH EASIER. APPROVALS AND REGULATIONS: NFPA CODE 30, OSHA. EAGLE PART # 5510 WEIGHT: 515 LBS. PLEASE NOTE THAT YOU MAY REQUIRE A LIFT GATE. |  | 10 | 10 | 10 | 0.5787 | CF | EA |  |  |  | 515 | 540 16 | US | 1 |  | 0 | STND | 30 | AF | IN | IN | IN | LN | WD | HT | P |  |  | O | O | O | O
GS-07F-238AA | EG-6010 | EAGLE MFG | FLAMMABLE CABINET 60 GAL EAGLE | EG-6010 | FLAMMABLE CABINET 60 GALLON EAGLE 2 DOOR SELF-CLOSING | 31.25"WX31.25"DX65"H. CONSTRUCTED OF 18-GAUGE STEEL, SIDES, TOP, BOTTOM, AND DOORS ARE DOUBLE-WALLED WITH A 1 1/2" AIR SPACE BETWEEN WALLS. BOTH VENTS, WITH 2" THREADED FITTINGS, HAVE FIRE BAFFLE AND CAP. CABINETS COME IN YELLOW HIGH GLOSS POW | DER FINISH WITH RED WARNING, PLUS GROUNDING ATTACHMENT, 3-POINT KEY LOCK, AND 2" RAISED, LEAK PROOF DOOR SILL. EACH SHELF IS ADJUSTABLE, SUPPORTED BY 4 BRACKETS, AND CAN SUPPORT 350 POUNDS. FEATURES 2 SELF-CLOSING, HYDRAULICALLY OPERATED DOORS WITH F | FUSIBLE LINKS. APPROVALS AND REGULATIONS: FM, NFPA CODE 30, OSHA. EAGLE PART # 6010 WEIGHT: 332 LBS. PLEASE NOTE THAT YOU MAY REQUIRE A LIFT GATE. |  | 10 | 10 | 40 | 2.3148 | CF | EA |  |  |  | 332 | 540 16 | US | 1 |  | 0 | STND | 30 | AF | IN | IN | IN | LN | WD | HT | P |  |  | O | O | O | O
GS-07F-238AA | EG-6010LEGS | EAGLE MFG | FLAMMABLE CABINET 60 GAL EAGLE | EG-6010LEGS | FLAMMABLE CABINET 60 GALLON EAGLE TOWER 2 DOOR SELF-CLOSING | 31.25"WX31.25"DX69"H. ALL THE GREAT FEATURES EAGLE IS FAMOUS FOR, PLUS THE AESTHETIC AND FUNCTIONAL BENEFIT OF 4"LEGS. NOW YOU CAN PLACE CABINETS OVER HVAC FLOOR OR BASEBOARD VENTS, CLEAN EASILY UNDER CABINETS, STRADDLE UNEVEN FLOORS, WIRES O | 18-GAUGE STEEL, SIDES, TOP, BOTTOM, AND DOORS ARE DOUBLE-WALLED WITH A 1 1/2" AIR SPACE BETWEEN WALLS. BOTH VENTS, | FIRE BAFFLE AND CAP. CABINETS COME IN YELLOW HIGH GLOSS POWDER FINISH WITH RED WARNING, PLUS GROUNDING ATTACHMENT, 3-POINT KEY LOCK, AND 2" RAISED, LEAK PROOF DOOR SILL. EACH SHELF IS ADJUSTABLE, SUPPORTED BY 4 BRACKETS |  | 10 | 10 | 40 | 2.3148 | CF | EA |  |  |  | 354 | 540 16 | US | 1 |  | 0 | STND | 30 | AF | IN | IN | IN | LN | WD | HT | P |  |  | O | O | O | O
GS-07F-238AA | EG-605 | EAGLE MFG | LIFT OIL DRAIN CAN 5 GAL GALVANIZED | EG-605 | LIFT OIL DRAIN CAN 5 GALLON GALVANIZED STEEL RED | LIFT OIL DRAIN CAN, 5 GALLON GALVANIZED STEEL RED. USED PRIMARILY IN THE AUTOMOBILE SERVICE INDUSTRY, THE EAGLE LIFT OIL DRAIN CAN FEATURES A LARGE FUNNEL WITH A LONG TUBE TO FACILITATE DRAINING FLUIDS FROM VEHICLES ON A GARAGE LIFT. IDEAL FOR AUTO A | SERVICE STATIONS AND GARAGES. LARGE FUNNEL (11.5"DIA.) ON A TELESCOPING TUBE IS 66"WHEN RAISED, 38"WHEN LOWERED. THUMB SET SCREW FOR TIGHTENING. EAGLE RED POWDER COAT. EAGLE PART # 605. |  |  | 10 | 10 | 42 | 2.4306 | CF | EA |  |  |  | 16 | 540 16 | US | 1 |  | 0 | STND | 30 | AF | IN | IN | IN | LN | WD | HT | P |  |  | O | O | O | O
GS-07F-238AA | EG-606 | EAGLE MFG | DOLLY FOR LIFT OIL DRAIN | EG-606 | DOLLY FOR LIFT OIL DRAIN | DOLLY FOR LIFT OIL DRAIN. EAGLE PART # 606. |  |  |  | 10 | 10 | 42 | 2.4306 | CF | EA |  |  |  | 12 | 540 16 | US | 1 |  | 0 | STND | 30 | AF | IN | IN | IN | LN | WD | HT | P |  |  | O | O | O | O
GS-07F-238AA | EG-6110 | EAGLE MFG | FLAMMABLE CABINET 60 GAL EAGLE 1DR SC | EG-6110 | FLAMMABLE CABINET 60 GALLON EAGLE CABINET W/ 1 DOOR SELF-CLOSING | 31.25"WX31.25"DX65"H. THE MODEL EG-6110 OFFERS A NEW DOOR STYLE ON OUR POPULAR DOUBLE DEEP 60 GALLON CABINET. THIS SELF-CLOSE, SINGLE DOOR MODEL IS EASY TO OPEN AND ALLOWS TOTAL ACCESS TO THE CONTENTS OF THE CABINET | FOUR 5 GALLONS AFETY CANS PER SHELF. FEATURES 1 SELF-CLOSING, HYDRAULICALLY OPERATED DOOR WITH FUSIBLE LINKS. CONSTRUCTED OF 18-GAUGE STEEL. SIDES, TOP, BOTTOM, AND DOORS ARE DOUBLE-WALLED WITH A 1 1/2" AIR SPACE BETWEEN WALLS. VENTS WITH 2" THREAD | THREADED FITTINGS HAVE FIRE BAFFLE AND CAP. THIS CABINET COMES IN YELLOW HIGH GLOSS POWDER FINISH WITH RED WARNING, PLUS GROUNDING ATTACHMENT, 3-POINT KEY LOCK, AND 2" RAISED, LEAK PROOF DOOR SILL. EACH SHELF IS ADJUSTABLE, SUPPORTED BY 4 BRACKETS |  | 10 | 10 | 36 | 2.0833 | CF | EA |  |  |  | 330 | 540 16 | US | 1 |  | 0 | STND | 30 | AF | IN | IN | IN | LN | WD | HT | P |  |  | O | O | O | O
GS-07F-238AA | EG-6410 | EAGLE MFG | FLAMMABLE CABINET 60 GAL EAGLE 2DR SC | EG-6410 | FLAMMABLE CABINET 60 GALLON EAGLE 2 DOOR SELF-CLOSING | 43"WX34"DX44"H. THE NEW MODEL EG-6410 IS A DOUBLE DEEP CABINET THAT HAS A 60 GALLON CAPACITY IN A LOW PROFILE. THIS CABINET IS ONLY 44" TALL AND WILL ACCOMMODATE THREE 5 GALLON CANS ACROSS IN TWO ROWS PER SHELF. CONSTRUCTED OF 18-GAUGE STEEL. | SIDES, TOP, BOTTOM, AND DOORS ARE DOUBLE-WALLED WITH A 1 1/2" AIR SPACE BETWEEN WALLS. VENTS WITH 2" THREADED FITTINGS HAVE FIRE BAFFLE AND CAP. THIS CABINET COMES IN YELLOW HIGH GLOSS POWDER FINISH WITH RED WARNING, PLUS GROUNDING ATTACHMENT | LOCK, 2" RAISED, LEAK PROOF DOOR SILL. EACH SHELF IS ADJUSTABLE, SUPPORTED BY 4 BRACKETS, AND CAN SUPPORT 350 POUNDS. APPROVALS AND REGULATIONS: NFPA CODE 30, OSHA. EAGLE PART # 6410 WEIGHT: 327 LBS. PLEASE NOTE THAT YOU MAY REQUIRE A LIFT GATE |  | 10 | 10 | 42 | 2.4306 | CF | EA |  |  |  | 327 | 540 16 | US | 1 |  | 0 | STND | 30 | AF | IN | IN | IN | LN | WD | HT | P |  |  | O | O | O | O
GS-07F-238AA | EG-9010 | EAGLE MFG | FLAMMABLE CABINET 90 GAL EAGLE 2DR SC | EG-9010 | FLAMMABLE CABINET 90 GALLON EAGLE 2 DOOR SELF-CLOSING | 43"WX34"DX65"H. CONSTRUCTED OF 18-GAUGE STEEL, SIDES, TOP, BOTTOM, AND DOORS ARE DOUBLE-WALLED WITH A 1 1/2" AIR SPACE BETWEEN WALLS. BOTH VENTS, WITH 2" THREADED FITTINGS, HAVE FIRE BAFFLE AND CAP. CABINETS COME IN YELLOW HIGH GLOSS POWDER FI | RED WARNING, PLUS GROUNDING ATTACHMENT, 3-POINT KEY LOCK, AND 2" RAISED, LEAK PROOF DOOR SILL. EACH SHELF IS ADJUSTABLE, SUPPORTED BY 4 BRACKETS, AND CAN SUPPORT 350 POUNDS. FEATURES 2 SELF-CLOSING, HYDRAULICALLY OPERATED DOORS WITH FUSIBLE | LINKS. APPROVALS AND REGULATIONS: FM, NFPA CODE 30, OSHA. EAGLE PART # 9010 WEIGHT: 434 LBS. PLEASE NOTE THAT YOU MAY REQUIRE A LIFT GATE. |  | 10 | 10 | 10 | 0.5787 | CF | EA |  |  |  | 434 | 540 16 | US | 1 |  | 0 | STND | 30 | AF | IN | IN | IN | LN | WD | HT | P |  |  | O | O | O | O
GS-07F-238AA | EG-9010LEGS | EAGLE MFG | FLAMMABLE CABINET 90 GAL EAGLE 2DR SC | EG-9010LEGS | FLAMMABLE CABINET 90 GALLON EAGLE TOWER 2 DOOR SELF-CLOSING | 43"WX34"DX69"H. ALL THE GREAT FEATURES EAGLE IS FAMOUS FOR, PLUS THE AESTHETIC AND FUNCTIONAL BENEFIT OF 4"LEGS. NOW YOU CAN PLACE CABINETS OVER HVAC FLOOR OR BASEBOARD VENTS, CLEAN EASILY UNDER CABINETS, STRADDLE UNEVEN FLOORS, WIRES OR PLUM | 18-GAUGE STEEL, SIDES, TOP, BOTTOM, AND DOORS ARE DOUBLE-WALLED WITH A 1 1/2" AIR SPACE BETWEEN WALLS. BOTH VENTS, WITH 2 | FIRE BAFFLE AND CAP. CABINETS COME IN YELLOW HIGH GLOSS POWDER FINISH WITH RED WARNING, PLUS GROUNDING ATTACHMENT, 3-POINT KEY LOCK, AND 2" RAISED, LEAK PROOF DOOR SILL. EACH SHELF IS ADJUSTABLE, SUPPORTED BY 4 BRACKETS |  | 10 | 10 | 10 | 0.5787 | CF | EA |  |  |  | 494 | 540 16 | US | 1 |  | 0 | STND | 30 | AF | IN | IN | IN | LN | WD | HT | P |  |  | O | O | O | O
GS-07F-238AA | EG-933-FL | EAGLE MFG | 6 GAL POLY OILY WASTE CAN RED FOOT LVR | EG-933-FL | 6 GALLON EAGLE POLY OILY WASTE CAN, FOOT LEVER - RED OR YELLOW | 6 GALLON EAGLE POLYETHYLENE OILY WASTE CAN WITH FOOT LEVER - RED OR YELLOW. EAGLE OILY WASTE CANS OFFER FIRE SAFE TEMPORARY STORAGE OF SOLVENT, WASTE RAGS, SHAVINGS AND OTHER MATERIALS SUBJECT TO SPONTANEOUS COMBUSTION. POLYETHYLENE OILY WASTE CANS W | WON'T RUST OR DENT, ARE RESISTANT TO CHEMICAL COMPOUNDS. CANS FEATURE SELF CLOSING LID WITH FOOT LEVER AND ARE AVAILABLE IN RED OR HIGH VISIBILITY YELLOW. FM APPROVED. COMPLIANCE: OSHA 29 CFR 1910.108 AND OSHA 20 CFR 1910.106. EAGLE PART # 933-FL |  |  | 10 | 10 | 40 | 2.3148 | CF | EA |  |  |  | 12 | 540 16 | US | 1 |  | 0 | STND | 30 | AF | IN | IN | IN | LN | WD | HT | P |  |  | O | O | O | O
GS-07F-238AA | EG-935-FL | EAGLE MFG | 10 GAL POLY OILY WASTE CAN RED FOOT LVR | EG-935-FL | 10 GALLON EAGLE POLY OILY WASTE CAN, FOOT LEVER - RED OR YELLOW | 10 GALLON EAGLE POLYETHYLENE OILY WASTE CAN WITH FOOT LEVER - RED OR YELLOW. EAGLE OILY WASTE CANS OFFER FIRE SAFE TEMPORARY STORAGE OF SOLVENT, WASTE RAGS, SHAVINGS AND OTHER MATERIALS SUBJECT TO SPONTANEOUS COMBUSTION. POLYETHYLENE OILY WASTE CANS | WON'T RUST OR DENT, ARE RESISTANT TO MOST CHEMICAL COMPOUNDS. CANS FEATURE SELF CLOSING LID WITH FOOT LEVER AND ARE AVAILABLE IN RED OR HIGH VISIBILITY YELLOW. FM APPROVED. COMPLIANCE: OSHA 29 CFR 1910.108 AND OSHA 20 CFR 1910.106. EAGLE PART # 935-F |  |  | 10 | 10 | 40 | 2.3148 | CF | EA |  |  |  | 14 | 540 16 | US | 1 |  | 0 | STND | 30 | AF | IN | IN | IN | LN | WD | HT | P |  |  | O | O | O | O
GS-07F-238AA | EG-937-FL | EAGLE MFG | 14 GAL POLY OILY WASTE CAN RED FOOT LVR | EG-937-FL | 14 GALLON EAGLE POLY OILY WASTE CAN, FOOT LEVER - RED OR YELLOW | 14 GALLON EAGLE POLYETHYLENE OILY WASTE CAN WITH FOOT LEVER - RED OR YELLOW. EAGLE OILY WASTE CANS OFFER FIRE SAFE TEMPORARY STORAGE OF SOLVENT, WASTE RAGS, SHAVINGS AND OTHER MATERIALS SUBJECT TO SPONTANEOUS COMBUSTION. POLYETHYLENE OILY WASTE CANS | WON'T RUST OR DENT, ARE RESISTANT TO CHEMICAL COMPOUNDS. CANS FEATURE SELF CLOSING LID WITH FOOT LEVER AND ARE AVAILABLE IN RED OR HIGH VISIBILITY YELLOW. FM APPROVED. COMPLIANCE: OSHA 29 CFR 1910.108 AND OSHA 20 CFR 1910.106. EAGLE PART # 937-FL |  |  | 10 | 10 | 42 | 2.4306 | CF | EA |  |  |  | 16 | 540 16 | US | 1 |  | 0 | STND | 30 | AF | IN | IN | IN | LN | WD | HT | P |  |  | O | O | O | O
GS-07F-238AA | EG-ADD-14 | EAGLE MFG | FLAMMABLE CABINET 15 GAL EAGLE | EG-ADD-14 | FLAMMABLE CABINET 15 GALLON EAGLE STACKABLE 2 DOOR SELF-CLOSING | 43"WX18"DX22.25"H. CONSTRUCTED TO THE SAME HIGH QUALITY SPECIFICATIONS AS STANDARD SIZE CABINETS, THESE SMALL STORAGE CABINETS ARE IDEAL FOR STORAGE OF SMALLER CONTAINERS OF FLAMMABLES, THESE CABINETS CAN BE STACKED ON OTHER CABINETS, USED ON | COUNTER TOPS, ON WORKBENCHES OR ON THE FLOOR. FEATURES 2 SELF-CLOSING, HYDRAULICALLY OPERATED DOORS WITH FUSIBLE LINKS. FEATURES 2 SELF-CLOSING, HYDRAULICALLY OPERATED DOORS WITH FUSIBLE LINKS. APPROVALS AND REGULATIONS: NFPA CODE 30, OSHA. | WEIGHT: 152 LBS. PLEASE NOTE THAT YOU MAY REQUIRE A LIFT GATE. |  | 10 | 10 | 50 | 2.8935 | CF | EA |  |  |  | 152 | 540 16 | US | 1 |  | 0 | STND | 30 | AF | IN | IN | IN | LN | WD | HT | P |  |  | O | O | O | O
GS-07F-238AA | EG-ADD-15 | EAGLE MFG | FLAMMABLE CABINET 15 GAL EAGLE | EG-ADD-15 | FLAMMABLE CABINET 15 GALLON EAGLE STACKABLE 2 DOOR MANUAL CLOSE | 43"WX18"DX22.25"H. CONSTRUCTED TO THE SAME HIGH QUALITY SPECIFICATIONS AS STANDARD SIZE CABINETS, THESE SMALL STORAGE CABINETS ARE IDEAL FOR STORAGE OF SMALLER CONTAINERS OF FLAMMABLES, THESE CABINETS CAN BE STACKED ON OTHER CABINETS, USED ON | COUNTER TOPS, ON WORKBENCHES OR ON THE FLOOR. FEATURES 2 SELF-CLOSING, HYDRAULICALLY OPERATED DOORS WITH FUSIBLE LINKS. APPROVALS AND REGULATIONS: NFPA CODE 30, OSHA. EAGLE PART # ADD-15 WEIGHT: 142 LBS. PLEASE NOTE THAT YOU MAY REQUIRE A LIFT GATE. | YOU MAY REQUIRE A LIFT GATE |  | 10 | 10 | 40 | 2.3148 | CF | EA |  |  |  | 142 | 540 16 | US | 1 |  | 0 | STND | 30 | AF | IN | IN | IN | LN | WD | HT | P |  |  | O | O | O | O
GS-07F-238AA | EG-ADD-CRA | EAGLE MFG | ACID SAFETY CABINET 15 GAL BLUE STACK | EG-ADD-CRA | ACID SAFETY CABINET 15 GALLON BLUE STACKABLE MANUAL CLOSE FOR CORROSIVES | ACID SAFETY CABINET 15 GALLON BLUE STACKABLE, MANUAL CLOSE FOR CORROSIVES. ADD 15 GALLONS OF ADDITIONAL STORAGE SPACE TO ANY EAGLE 30 GALLON CABINET WITH THIS STACKABLE ADDITION. FOR USE IN STORING SMALL CONTAINERS UP TO 5 GALLON CAPACITY OF FLAMMABL | NON-FLAMMABLE ACIDS AND CORROSIVE LIQUIDS. ALL INTERIOR AND EXTERIOR SURFACES, INCLUDING SHELVES | PROTECT AGAINST CHEMICAL ATTACK IN EVENT OF A SPILL OR SPLASH. FOR ADDITIONAL PROTECTION, EACH CABINET IS SUPPLIED WITH HIGH DENSITY POLYETHYLENE TRAYS FOR THE SHELVES AND BOTTOM OF CABINET. NOT RECOMMENDED FOR USE WITH SULFURIC, NITRIC OR HF ACID |  | 10 | 10 | 40 | 2.3148 | CF | EA |  |  |  | 144 | 540 16 | US | 1 |  | 0 | STND | 30 | AF | IN | IN | IN | LN | WD | HT | P |  |  | O | O | O | O
GS-07F-238AA | EG-ADD-CRA14 | EAGLE MFG | ACID SAFETY CABINET 15 GAL BLUE STACK | EG-ADD-CRA14 | ACID SAFETY CABINET 15 GALLON BLUE STACKABLE SELF-CLOSING FOR CORROSIVES | ACID SAFETY CABINET 15 GALLON BLUE STACKABLE, SELF-CLOSE FOR CORROSIVES. ADD 15 GALLONS OF ADDITIONAL STORAGE SPACE TO ANY EAGLE 30 GALLON CABINET WITH THIS STACKABLE ADDITION. THIS SELF-CLOSING MODEL FEATURES 2 SELF-CLOSING, HYDRAULIC | DOORS WITH FUSIBLE LINKS. FOR USE IN STORING SMALL CONTAINERS UP TO 5 GALLON CAPACITY OF FLAMMABLE AND NON-FLAMMABLE ACIDS AND CORROSIVE LIQUIDS. ALL INTERIOR AND EXTERIOR SURFACES, INCLUDING SHELVES | TYPE FINISH IS SUPERIOR TO EPOXY PAINTED OR ENAMEL PAINTED SURFACES. POWDER COATING GIVES SUPERIOR PROTECTION AGAINST CHEMICAL ATTACK IN EVENT OF A SPILL OR SPLASH. FOR ADDITIONAL PROTECTION, EACH CABINET IS SUPPLIED WITH HIGH DENSITY POLYETHYLENE T |  | 10 | 10 | 50 | 2.8935 | CF | EA |  |  |  | 154 | 540 16 | US | 1 |  | 0 | STND | 30 | AF | IN | IN | IN | LN | WD | HT | P |  |  | O | O | O | O
GS-07F-238AA | EG-B-600-D | EAGLE MFG | BENCH CAN 1/2 PINT EAGLE COATED METAL | EG-B-600-D | BENCH CAN 1/2" PINT EAGLE COATED METAL | BENCH CAN, 1/2" PINT EAGLE COATED METAL. EAGLE SAFETY BENCH CANS ARE DESIGNED FOR SAFER CLEANING OF SMALL PARTS OR SWABBING OF LARGER ONES. DASHER SCREENS ACT AS A FIRE BAFFLE. OPTIONAL PARTS CLEANING BASKET AVAILABLE. FM APPROVED AND MEET OSHA | ALL ARE FM APPROVED AND FEATURE A 5.25"DIAMETER DASHER. EAGLE PART # B-600-D. |  |  | 10 | 38 | 38 | 8.3565 | CF | EA |  |  |  | 6 | 540 16 | US | 1 |  | 0 | STND | 30 | AF | IN | IN | IN | LN | WD | HT | P |  |  | O | O | O | O
GS-07F-238AA | EG-B-601 | EAGLE MFG | BENCH CAN 1 QT EAGLE COATED METAL | EG-B-601 | BENCH CAN 1 QUART EAGLE COATED METAL | BENCH CAN, 1 QUART EAGLE COATED METAL. EAGLE SAFETY BENCH CANS ARE DESIGNED FOR SAFER CLEANING OF SMALL PARTS OR SWABBING OF LARGER ONES. DASHER SCREENS ACT AS A FIRE BAFFLE. OPTIONAL PARTS CLEANING BASKET AVAILABLE. FM APPROVED AND MEET OSHA STANDAR | ALL ARE FM APPROVED AND FEATURE A 5.25"DIAMETER DASHER. EAGLE PART # B-601. |  |  | 38 | 50 | 10 | 10.9954 | CF | EA |  |  |  | 6 | 540 16 | US | 1 |  | 0 | STND | 30 | AF | IN | IN | IN | LN | WD | HT | P |  |  | O | O | O | O
GS-07F-238AA | EG-B-602 | EAGLE MFG | BENCH CAN 2 QT EAGLE COATED METAL | EG-B-602 | BENCH CAN 2 QUART EAGLE COATED METAL | BENCH CAN, 2 QUART EAGLE COATED METAL. EAGLE SAFETY BENCH CANS ARE DESIGNED FOR SAFER CLEANING OF SMALL PARTS OR SWABBING OF LARGER ONES. DASHER SCREENS ACT AS A FIRE BAFFLE. OPTIONAL PARTS CLEANING BASKET AVAILABLE. FM APPROVED AND MEET OSHA STANDAR | ALL ARE FM APPROVED AND FEATURE A 5.25"DIAMETER DASHER. EAGLE PART # B-602. |  |  | 10 | 10 | 62 | 3.588 | CF | EA |  |  |  | 8 | 540 16 | US | 1 |  | 0 | STND | 30 | AF | IN | IN | IN | LN | WD | HT | P |  |  | O | O | O | O
GS-07F-238AA | EG-B-604 | EAGLE MFG | BENCH CAN 4 QT EAGLE COATED METAL | EG-B-604 | BENCH CAN 4 QUART EAGLE COATED METAL | BENCH CAN, 4 QUART EAGLE COATED METAL. EAGLE SAFETY BENCH CANS ARE DESIGNED FOR SAFER CLEANING OF SMALL PARTS OR SWABBING OF LARGER ONES. DASHER SCREENS ACT AS A FIRE BAFFLE. OPTIONAL PARTS CLEANING BASKET AVAILABLE. FM APPROVED AND MEET OSHA STANDAR | ALL ARE FM APPROVED AND FEATURE A 5.25"DIAMETER DASHER. EAGLE PART # B-604. |  |  | 10 | 10 | 86 | 4.9769 | CF | EA |  |  |  | 8 | 540 16 | US | 1 |  | 0 | STND | 30 | AF | IN | IN | IN | LN | WD | HT | P |  |  | O | O | O | O
GS-07F-238AA | EG-B-606 | EAGLE MFG | BENCH CAN 6 QT EAGLE COATED METAL | EG-B-606 | BENCH CAN 6 QUART EAGLE COATED METAL | BENCH CAN, 6 QUART EAGLE COATED METAL. EAGLE SAFETY BENCH CANS ARE DESIGNED FOR SAFER CLEANING OF SMALL PARTS OR SWABBING OF LARGER ONES. DASHER SCREENS ACT AS A FIRE BAFFLE. OPTIONAL PARTS CLEANING BASKET AVAILABLE. FM APPROVED AND MEET OSHA STANDAR | ALL ARE FM APPROVED AND FEATURE A 5.25"DIAMETER DASHER. EAGLE PART # B-606. |  |  | 2 | 2 | 2 | 1.0046 | CF | EA |  |  |  | 8 | 540 16 | US | 1 |  | 0 | STND | 30 | AF | IN | IN | IN | LN | WD | HT | P |  |  | O | O | O | O
GS-07F-238AA | EG-B-606NL | EAGLE MFG | BENCH CAN 6QT EAGLE COATED METAL NO LID | EG-B-606NL | BENCH CAN 6 QUART EAGLE COATED METAL NO LID | BENCH CAN, 6 QUART EAGLE COATED METAL, NO LID. EAGLE SAFETY BENCH CANS ARE DESIGNED FOR SAFER CLEANING OF SMALL PARTS OR SWABBING OF LARGER ONES. DASHER SCREENS ACT AS A FIRE BAFFLE. OPTIONAL PARTS CLEANING BASKET AVAILABLE. FM APPROVED AND MEET OSHA | STANDARALL ARE FM APPROVED AND FEATURE A 5.25"DIAMETER DASHER. EAGLE PART # B-606NL. |  |  | 48 | 6 | 6 | 1 | CF | EA |  |  |  | 9 | 540 16 | US | 1 |  | 0 | STND | 30 | AF | IN | IN | IN | LN | WD | HT | P |  |  | O | O | O | O
GS-07F-238AA | EG-B-608 | EAGLE MFG | BENCH CAN 8 QT EAGLE COATED METAL | EG-B-608 | BENCH CAN 8 QUART EAGLE COATED METAL | BENCH CAN, 8 QUART EAGLE COATED METAL. EAGLE SAFETY BENCH CANS ARE DESIGNED FOR SAFER CLEANING OF SMALL PARTS OR SWABBING OF LARGER ONES. DASHER SCREENS ACT AS A FIRE BAFFLE. OPTIONAL PARTS CLEANING BASKET AVAILABLE. FM APPROVED AND MEET OSHA STANDAR | ALL ARE FM APPROVED AND FEATURE A 5.25"DIAMETER DASHER. EAGLE PART # B-608. |  |  | 10 | 10 | 74 | 4.2824 | CF | EA |  |  |  | 9 | 540 16 | US | 1 |  | 0 | STND | 30 | AF | IN | IN | IN | LN | WD | HT | P |  |  | O | O | O | O
GS-07F-238AA | EG-BASKET | EAGLE MFG | PARTS BASKET FOR EAGLE BENCH CAN | EG-BASKET | PARTS BASKET FOR EAGLE BENCH CANS | OPTIONAL PARTS CLEANING BASKET AVAILABLE (SHOWN ON LEFT WITH EG-B-602). FM APPROVED AND MEET OSHA STANDARDS. EAGLE SAFETY BENCH CANS ARE DESIGNED FOR SAFER CLEANING OF SMALL PARTS OR SWABBING OF LARGER ONES. DASHER SCREENS ACT AS A FIRE BAFFLE. |  |  |  | 2 | 2 | 2 | 1.0046 | CF | EA |  |  |  | 15 | 540 16 | US | 1 |  | 0 | STND | 30 | AF | IN | IN | IN | LN | WD | HT | P |  |  | O | O | O | O
GS-07F-238AA | EG-C-4560 | EAGLE MFG | FUNNEL FOR TYPE I STEEL SAFETY CANS | EG-C-4560 | FUNNEL ATTACHMENTS FOR TYPE I STEEL SAFETY CANS | SHELF STRIPS FOR EAGLE SAFETY CABINETS. EAGLE PART # C-4560. |  |  |  | 10 | 10 | 110 | 6.3657 | CF | EA |  |  |  | 7 | 540 16 | US | 1 |  | 0 | STND | 30 | AF | IN | IN | IN | LN | WD | HT | P |  |  | O | O | O | O
GS-07F-238AA | EG-C-81 | EAGLE MFG | LEVELING LEG FOR ALL EAGLE CABINETS | EG-C-81 | LEVELING LEG FOR ALL EAGLE CABINETS - | LEVELING LEG FOR SAFETY STORAGE CABINETS. INCLUDES A SET OF FOUR LEGS TO MAKE A COMPLETE SET OR TO REPLACE DAMAGED LEGS. EAGLE PART # C-81. |  |  |  | 20 | 20 | 6 | 1.3889 | CF | CA | 4 | CA |  | 7 | 540 16 | US | 1 |  | 0 | STND | 30 | AF | IN | IN | IN | LN | WD | HT | P |  |  | O | O | O | O
GS-07F-238AA | EG-C-82N | EAGLE MFG | DOOR LOCK, KEYS ALL EAGLE CABINETS | EG-C-82N | DOOR LOCK, KEYS - ALL EAGLE SAFETY CABINET MODELS SINCE 1998 | REPLACEMENT DOOR LOCKING MECHANISM FOR EAGLE BRAND SAFETY CABINET MODELS AFTER 1998. INCLUDES LOCK AND KEYS. EAGLE PART # C-82N. |  |  |  | 20 | 20 | 6 | 1.3889 | CF | EA |  |  |  | 5 | 540 16 | US | 1 |  | 0 | STND | 30 | AF | IN | IN | IN | LN | WD | HT | P |  |  | O | O | O | O
GS-07F-238AA | EG-C-83N | EAGLE MFG | REPLCMNT KEYS FOR ALL EAGLE CABINET | EG-C-83N | REPLCMNT KEYS FOR ALL EAGLE CABINET MODELS AFTER 1998 | 2-KEY SET FOR DOOR LOCK FOR SAFETY STORAGE CABINETS. EAGLE PART # C-83N. |  |  |  | 20 | 20 | 6 | 1.3889 | CF | CA | 2 | CA |  | 3 | 540 16 | US | 1 |  | 0 | STND | 30 | AF | IN | IN | IN | LN | WD | HT | P |  |  | O | O | O | O
GS-07F-238AA | EG-C-84N | EAGLE MFG | DOOR ROLLER FOR EAGLE CABINETS | EG-C-84N | DOOR ROLLER ASSEMBLY FOR EAGLE SLIDING DOOR SAFETY CABINETS | THIS DOOR ROLLER ASSEMBLY WORKS WITH ALL EAGLE SLIDING DOOR SAFETY CABINET MODELS. EAGLE PART # C-84N. |  |  |  | 20 | 20 | 6 | 1.3889 | CF | EA |  |  |  | 35 | 540 16 | US | 1 |  | 0 | STND | 30 | AF | IN | IN | IN | LN | WD | HT | P |  |  | O | O | O | O
GS-07F-238AA | EG-C-85N | EAGLE MFG | DOOR TRACK SLIDINGDR EAGLE ONLY | EG-C-85N | DOOR TRACK SLIDING DOOR EAGLE CABINETS ONLY | DOOR TRACK SLIDING DOOR MODELS ONLY. EAGLE PART # C-85N. |  |  |  | 20 | 20 | 6 | 1.3889 | CF | EA |  |  |  | 7 | 540 16 | US | 1 |  | 0 | STND | 30 | AF | IN | IN | IN | LN | WD | HT | P |  |  | O | O | O | O
GS-07F-238AA | EG-C-86-1 | EAGLE MFG | DOOR HINGE NO SPRINGS FOR 30G EAGLE | EG-C-86-1 | DOOR HINGE NO SPRINGS FOR 30 GALLON EAGLE CABINETS | DOOR HINGE, NO SPRINGS FOR 30 GAL MODELSEAGLE PART # C-86-1. |  |  |  | 20 | 20 | 6 | 1.3889 | CF | EA |  |  |  | 5 | 540 16 | US | 1 |  | 0 | STND | 30 | AF | IN | IN | IN | LN | WD | HT | P |  |  | O | O | O | O
GS-07F-238AA | EG-C-86-2 | EAGLE MFG | DOOR HINGE NO SPRINGS FOR 45/60G EAGLE | EG-C-86-2 | DOOR HINGE NO SPRINGS FOR 45/60 GALLON EAGLE CABINETS | DOOR HINGE, NO SPRINGS FOR 45/60 GAL MODELSEAGLE PART # C-86-2. |  |  |  | 20 | 20 | 6 | 1.3889 | CF | EA |  |  |  | 5 | 540 16 | US | 1 |  | 0 | STND | 30 | AF | IN | IN | IN | LN | WD | HT | P |  |  | O | O | O | O
GS-07F-238AA | EG-C-87-1 | EAGLE MFG | DOOR HINGE, SPRINGS FOR 30G EAGLE | EG-C-87-1 | DOOR HINGE, SPRINGS FOR 30 GALLON EAGLE CABINETS | DOOR HINGE WITH SPRINGS FOR 30 GAL MODELS. EAGLE PART # C-87-1. |  |  |  | 20 | 20 | 6 | 1.3889 | CF | EA |  |  |  | 5 | 540 16 | US | 1 |  | 0 | STND | 30 | AF | IN | IN | IN | LN | WD | HT | P |  |  | O | O | O | O
GS-07F-238AA | EG-C-87-2 | EAGLE MFG | DOOR HINGE, SPRINGS FOR 45/60G EAGLE | EG-C-87-2 | DOOR HINGE, SPRINGS FOR 45/60 GALLON EAGLE CABINETS | DOOR HINGE WITH SPRINGS FOR 45/60 GAL MODELS. EAGLE PART # C-87-2. |  |  |  | 20 | 20 | 6 | 1.3889 | CF | EA |  |  |  | 5 | 566 2 | US | 1 |  | 0 | STND | 30 | AF | IN | IN | IN | LN | WD | HT | P |  |  | O | O | O | O
GS-07F-238AA | EG-C-90 | EAGLE MFG | VENT ASSEMBLY FOR SAFETY CABINETS | EG-C-90 | VENT ASSEMBLY FOR SAFETY CABINETS | REPLACEMENT VENT ASSEMBLY FOR EAGLE SAFETY STORAGE CABINETS. EAGLE PART # C-90. |  |  |  | 20 | 30 | 30 | 10.4167 | CF | EA |  |  |  | 5 | 566 2 | US | 1 |  | 0 | STND | 30 | AF | IN | IN | IN | LN | WD | HT | P |  |  | O | O | O | O
GS-07F-238AA | EG-C-92 | EAGLE MFG | PLUGS FOR VENTS SET OF 10 | EG-C-92 | EAGLE C-92 VENT PLUGS FOR SAFETY CABINETS | PLUGS FOR EAGLE CABINET VENTS. EAGLE PART # C-92. |  |  |  | 20 | 30 | 30 | 10.4167 | CF | EA |  |  |  | 0.1 | 566 2 | US | 1 |  | 0 | STND | 30 | AF | IN | IN | IN | LN | WD | HT | P |  |  | O | O | O | O
GS-07F-238AA | EG-C-93 | EAGLE MFG | ADJ DRUM SUPPORTS FOR 1926 & 2610 | EG-C-93 | ADJUSTABLE DRUM SUPPORTS FOR 1926 & 2610 | ADJUSTABLE DRUM SUPPORTS FOR EG-1926 & EG-2610. EAGLE PART # C-93. |  |  |  | 20 | 30 | 30 | 10.4167 | CF | EA |  |  |  | 12 | 566 2 | US | 1 |  | 0 | STND | 30 | AF | IN | IN | IN | LN | WD | HT | P |  |  | O | O | O | O
GS-07F-238AA | EG-C-94 | EAGLE MFG | TOUCH-UP PAINT FOR EAGLE | EG-C-94 | TOUCH-UP PAINT FOR EAGLE SAFETY CABINETS | 12OZ SPRAY CAN OF TOUCH-UP PAINT FOR EAGLE MANUFACTURING SAFETY STORAGE CABINETS (FLAMMABLE CABINETS, ACID/ CORROSIVE CABINETS, OR COMBUSTIBLE PAINT AND INK CABINETS |  |  |  | 20 | 30 | 30 | 10.4167 | CF | EA |  |  |  | 5 | 566 2 | US | 1 |  | 0 | STND | 30 | AF | IN | IN | IN | LN | WD | HT | P |  |  | O | O | O | O
GS-07F-238AA | EG-C-97 | EAGLE MFG | "KEEP FIRE AWAY"LABEL FLAMMABLE LARGE | EG-C-97 | EAGLE C-97 DECAL "KEEP FIRE AWAY"LABEL FOR FLAMMABLE SAFETY CABINETS LARGE | 14"X9"DECAL / STICKER WITH THE WORDS "FLAMMABLE-KEEP FIRE AWAY" EAGLE PART # C-97. |  |  |  | 10 | 10 | 10 | 0.5787 | CF | EA |  |  |  | 0.1 | 566 2 | US | 1 |  | 0 | STND | 30 | AF | IN | IN | IN | LN | WD | HT | P |  |  | O | O | O | O
GS-07F-238AA | EG-C-97S | EAGLE MFG | "KEEP FIRE AWAY"LABEL FLAMMABLE SMALL | EG-C-97S | DECAL - "KEEP FIRE AWAY"LABEL FOR FLAMMABLE SAFETY CABINETS SMALL | 6.5"X9" DECAL / STICKER / LABEL WITH THE WORDS ' FLAMMABLE-KEEP FIRE AWAY". EAGLE PART # C-97S. |  |  |  | 10 | 10 | 10 | 0.5787 | CF | EA |  |  |  | 0.1 | 566 2 | US | 1 |  | 0 | STND | 30 | AF | IN | IN | IN | LN | WD | HT | P |  |  | O | O | O | O
GS-07F-238AA | EG-CRA-1901 | EAGLE MFG | POLY TRAY FOR 4 GAL SAFETY CABINETS | EG-CRA-1901 | POLY TRAY FOR 4 GALLONS AFETY CABINETS | POLY TRAY FOR 4 GALLON CABINETS. EAGLE PART # CRA-1901. |  |  |  | 10 | 10 | 10 | 0.5787 | CF | EA |  |  |  | 7 | 566 2 | US | 1 |  | 0 | STND | 30 | AF | IN | IN | IN | LN | WD | HT | P |  |  | O | O | O | O
GS-07F-238AA | EG-CRA-1902 | EAGLE MFG | COATED SHELF FOR 4-GAL SAFETY CABINETS | EG-CRA-1902 | EPOXY COATED METAL SHELF FOR 4-GALLONS AFETY CABINETS | EPOXY COATED METAL SHELF FOR 4-GAL SAFETY CABINETS. EAGLE PART # CRA-1902. |  |  |  | 10 | 10 | 10 | 0.5787 | CF | EA |  |  |  | 7 | 566 2 | US | 1 |  | 0 | STND | 30 | AF | IN | IN | IN | LN | WD | HT | P |  |  | O | O | O | O
GS-07F-238AA | EG-CRA-1903 | EAGLE MFG | ACID SAFETY CABINET 4 GAL 1D SC | EG-CRA-1903 | ACID SAFETY CABINET 4 GALLON 1 DOOR SELF-CLOSING FOR CORROSIVES | ACID SAFETY CABINET, 4 GALLON 1 DOOR SELF-CLOSE FOR CORROSIVES. FOR USE IN STORING SMALL CONTAINERS UP TO 5 GALLON CAPACITY OF FLAMMABLE AND NON-FLAMMABLE ACIDS AND CORROSIVE LIQUIDS. THIS SELF-CLOSING MODEL FEATURES 1 SELF-CLOSING, HYDRAULIC | BAKED-ON BLUE EPOXY POWDER COATING. THIS TYPE FINISH IS SUPERIOR TO EPOXY PAINTED OR ENAMEL PAINTED SURFACES. POWDER COATING GIVES SUPERIOR PROTECTION AGAINST CHEMICALS | FOR ADDITIONAL PROTECTION, EACH CABINET IS SUPPLIED WITH HIGH DENSITY POLYETHYLENE TRAYS FOR THE SHELVES AND BOTTOM OF CABINET. APPROVALS AND REGULATIONS: NFPA CODE 30, OSHA. NOT RECOMMENDED FOR USE WITH SULFURIC ACID |  | 10 | 10 | 10 | 0.5787 | CF | EA |  |  |  | 74 | 566 2 | US | 1 |  | 0 | STND | 30 | AF | IN | IN | IN | LN | WD | HT | P |  |  | O | O | O | O
GS-07F-238AA | EG-CRA-1904 | EAGLE MFG | ACID SAFETY CABINET 4 GAL 1 DR MAN | EG-CRA-1904 | ACID SAFETY CABINET 4 GALLON 1 DOOR MANUAL CLOSE FOR CORROSIVES | ACID SAFETY CABINET, 4 GALLON 1 DOOR MANUAL CLOSE FOR CORROSIVES. FOR USE IN STORING SMALL CONTAINERS UP TO 5 GALLON CAPACITY OF FLAMMABLE AND NON-FLAMMABLE ACIDS AND CORROSIVE LIQUIDS. ALL INTERIOR AND EXTERIOR SURFACES, INCLUDING SHELVES | BAKED-ON BLUE EPOXY POWDER COATING. THIS TYPE FINISH IS SUPERIOR TO EPOXY PAINTED OR ENAMEL PAINTED SURFACES. POWDER COATING GIVES SUPERIOR PROTECTION AGAINST CHEMICALS | FOR ADDITIONAL PROTECTION, EACH CABINET IS SUPPLIED WITH HIGH DENSITY POLYETHYLENE TRAYS FOR THE SHELVES AND BOTTOM OF CABINET. APPROVALS AND REGULATIONS: NFPA CODE 30, OSHA. NOT RECOMMENDED FOR USE WITH SULFURIC ACID |  | 10 | 10 | 10 | 0.5787 | CF | EA |  |  |  | 73 | 566 2 | US | 1 |  | 0 | STND | 30 | AF | IN | IN | IN | LN | WD | HT | P |  |  | O | O | O | O
GS-07F-238AA | EG-CRA-1905 | EAGLE MFG | ACID SAFETY CABINET 16 GAL 1 DR SC | EG-CRA-1905 | ACID SAFETY CABINET 16 GALLON 1 DOOR SELF-CLOSING FOR CORROSIVES | ACID SAFETY CABINET, 16 GALLON 1 DOOR SELF-CLOSE FOR CORROSIVES. FOR USE IN STORING SMALL CONTAINERS UP TO 5 GALLON CAPACITY OF FLAMMABLE AND NON-FLAMMABLE ACIDS AND CORROSIVE LIQUIDS. THIS SELF-CLOSING MODEL FEATURES 1 SELF-CLOSING, HYDRAULIC | BAKED-ON BLUE EPOXY POWDER COATING. THIS TYPE FINISH IS SUPERIOR TO EPOXY PAINTED OR ENAMEL PAINTED SURFACES. POWDER COATING GIVES SUPERIOR PROTECTION AGAINST CHEMICALS | FOR ADDITIONAL PROTECTION, EACH CABINET IS SUPPLIED WITH HIGH DENSITY POLYETHYLENE TRAYS FOR THE SHELVES AND BOTTOM OF CABINET. APPROVALS AND REGULATIONS: NFPA CODE 30, OSHA. NOT RECOMMENDED FOR USE WITH SULFURIC ACID |  | 10 | 10 | 10 | 0.5787 | CF | EA |  |  |  | 154 | 566 2 | US | 1 |  | 0 | STND | 30 | AF | IN | IN | IN | LN | WD | HT | P |  |  | O | O | O | O
GS-07F-238AA | EG-CRA-1906 | EAGLE MFG | ACID SAFETY CABINET 16 GAL 1DR MA | EG-CRA-1906 | ACID SAFETY CABINET 16 GALLON 1 DOOR MANUAL CLOSE FOR CORROSIVES | ACID SAFETY CABINET, 16 GALLON 1 DOOR MANUAL CLOSE FOR CORROSIVES. FOR USE IN STORING SMALL CONTAINERS UP TO 5 GALLON CAPACITY OF FLAMMABLE AND NON-FLAMMABLE ACIDS AND CORROSIVE LIQUIDS. ALL INTERIOR AND EXTERIOR SURFACES, INCLUDING SHELVES | BAKED-ON BLUE EPOXY POWDER COATING. THIS TYPE FINISH IS SUPERIOR TO EPOXY PAINTED OR ENAMEL PAINTED SURFACES. POWDER COATING GIVES SUPERIOR PROTECTION AGAINST CHEMICALS | FOR ADDITIONAL PROTECTION, EACH CABINET IS SUPPLIED WITH HIGH DENSITY POLYETHYLENE TRAYS FOR THE SHELVES AND BOTTOM OF CABINET. APPROVALS AND REGULATIONS: NFPA CODE 30, OSHA. NOT RECOMMENDED FOR USE WITH SULFURIC ACID |  | 10 | 10 | 10 | 0.5787 | CF | EA |  |  |  | 152 | 566 2 | US | 1 |  | 0 | STND | 30 | AF | IN | IN | IN | LN | WD | HT | P |  |  | O | O | O | O
GS-07F-238AA | EG-CRA-1907 | EAGLE MFG | POLY BOTTOM TRAY FOR 12 16 24 GAL S | EG-CRA-1907 | POLY BOTTOM TRAY FOR 12 16 24 GALLONS AFETY CABINETS | POLY BOTTOM TRAY FOR 12, 16, 24 GALLONS AFETY CABINETS. EAGLE PART # CRA-1907. |  |  |  | 40 | 24 | 24 | 13.3333 | CF | EA |  |  |  | 7 | 566 2 | US | 1 |  | 0 | STND | 30 | AF | IN | IN | IN | LN | WD | HT | P |  |  | O | O | O | O
GS-07F-238AA | EG-CRA-1912 | EAGLE MFG | POLY BOTTOM TRAY REPLCMNT TRAY FOR | EG-CRA-1912 | POLY BOTTOM TRAY - REPLCMNT TRAY FOR EAGLE ACID SAFETY CABINETS | POLY BOTTOM TRAY - REPLACEMENT TRAY FOR EAGLE ACID SAFETY CABINETS. EAGLE PART # CRA-1912. |  |  |  | 12 | 12 | 30 | 2.5 | CF | EA |  |  |  | 7 | 566 2 | US | 1 |  | 0 | STND | 30 | AF | IN | IN | IN | LN | WD | HT | P |  |  | O | O | O | O
GS-07F-238AA | EG-CRA-1913 | EAGLE MFG | POLY SHELF TRAY FOR CRA-30 CRA-32 CRA- | EG-CRA-1913 | POLY SHELF TRAY FOR CRA-30 CRA-32 CRA-45 CRA-47 & ADD-CRA | POLY SHELF TRAY FOR CRA-30, CRA-32, CRA-45, CRA-47 & ADD-CRA. EAGLE PART # CRA-1913. |  |  |  | 12 | 12 | 30 | 2.5 | CF | EA |  |  |  | 7 | 566 2 | US | 1 |  | 0 | STND | 30 | AF | IN | IN | IN | LN | WD | HT | P |  |  | O | O | O | O
GS-07F-238AA | EG-CRA-1914 | EAGLE MFG | EPOXY COATED METAL SHELF FOR CRA-30 CRA | EG-CRA-1914 | EPOXY COATED METAL SHELF FOR CRA-30 CRA-32 CRA-45 CRA-47 & ADD-CRA | EPOXY COATED METAL SHELF FOR CRA-30, CRA-32 CRA-45, CRA-47 & ADD-CRA. EAGLE PART # CRA-1914. |  |  |  | 12 | 12 | 30 | 2.5 | CF | EA |  |  |  | 12 | 566 2 | US | 1 |  | 0 | STND | 30 | AF | IN | IN | IN | LN | WD | HT | P |  |  | O | O | O | O
GS-07F-238AA | EG-CRA-1916 | EAGLE MFG | POLY BOTTOM TRAY FOR CRA-60 & CRA-62 | EG-CRA-1916 | POLY BOTTOM TRAY FOR CRA-60 & CRA-62 | POLY BOTTOM TRAY FOR CRA-60 & CRA-62. EAGLE PART # CRA-1916. |  |  |  | 12 | 12 | 30 | 2.5 | CF | EA |  |  |  | 7 | 566 2 | US | 1 |  | 0 | STND | 30 | AF | IN | IN | IN | LN | WD | HT | P |  |  | O | O | O | O
GS-07F-238AA | EG-CRA-1917 | EAGLE MFG | POLY SHELF TRAY FOR CRA-60 & CRA-62 | EG-CRA-1917 | POLY SHELF TRAY FOR CRA-60 & CRA-62 | POLY SHELF TRAY FOR CRA-60 & CRA-62. EAGLE PART # CRA-1917. |  |  |  | 20 | 20 | 36 | 8.3333 | CF | EA |  |  |  | 7 | 566 2 | US | 1 |  | 0 | STND | 30 | AF | IN | IN | IN | LN | WD | HT | P |  |  | O | O | O | O
GS-07F-238AA | EG-CRA-1918 | EAGLE MFG | EPOXY COATED SHELF FOR CRA-60 & CRA-62 | EG-CRA-1918 | EPOXY COATED SHELF FOR CRA-60 & CRA-62 | EPOXY COATED SHELF FOR CRA-60 & CRA-62. EAGLE PART # CRA-1918. |  |  |  | 20 | 20 | 36 | 8.3333 | CF | EA |  |  |  | 12 | 566 2 | US | 1 |  | 0 | STND | 30 | AF | IN | IN | IN | LN | WD | HT | P |  |  | O | O | O | O
GS-07F-238AA | EG-CRA-1924 | EAGLE MFG | ACID SAFETY CABINET 12 GAL 1DR SC | EG-CRA-1924 | ACID SAFETY CABINET 12 GALLON 1 DOOR SELF-CLOSING FOR CORROSIVES | ACID SAFETY CABINET, 12 GALLON 1 DOOR SELF-CLOSE FOR CORROSIVES. FOR USE IN STORING SMALL CONTAINERS UP TO 5 GALLON CAPACITY OF FLAMMABLE AND NON-FLAMMABLE ACIDS AND CORROSIVE LIQUIDS. THIS SELF-CLOSING MODEL FEATURES 1 SELF-CLOSING, HYDRAULIC | BAKED-ON BLUE EPOXY POWDER COATING. THIS TYPE FINISH IS SUPERIOR TO EPOXY PAINTED OR ENAMEL PAINTED SURFACES. POWDER COATING GIVES SUPERIOR PROTECTION AGAINST CHEMICALS | CAL ATTACK IN EVENT OF A SPILL OR SPLASH. FOR ADDITIONAL PROTECTION, EACH CABINET IS SUPPLIED WITH HIGH DENSITY POLYETHYLENE TRAYS FOR THE SHELVES AND BOTTOM OF CABINET. APPROVALS AND REGULATIONS: NFPA CODE 30, OSHA. NOT RECOMMENDED FOR USE WITH SUL |  | 20 | 20 | 36 | 8.3333 | CF | EA |  |  |  | 128 | 566 2 | US | 1 |  | 0 | STND | 30 | AF | IN | IN | IN | LN | WD | HT | P |  |  | O | O | O | O
GS-07F-238AA | EG-CRA-1925 | EAGLE MFG | ACID SAFETY CABINET 12 GAL 1DR MA | EG-CRA-1925 | ACID SAFETY CABINET 12 GALLON 1 DOOR MANUAL CLOSE FOR CORROSIVES | ACID SAFETY CABINET, 12 GALLON 1 DOOR MANUAL CLOSE FOR CORROSIVES. FOR USE IN STORING SMALL CONTAINERS UP TO 5 GALLON CAPACITY OF FLAMMABLE AND NON-FLAMMABLE ACIDS AND CORROSIVE LIQUIDS. ALL INTERIOR AND EXTERIOR SURFACES, INCLUDING SHELVES | BAKED-ON BLUE EPOXY POWDER COATING. THIS TYPE FINISH IS SUPERIOR TO EPOXY PAINTED OR ENAMEL PAINTED SURFACES. POWDER COATING GIVES SUPERIOR PROTECTION AGAINST CHEMICALS | BINET IS SUPPLIED WITH HIGH DENSITY POLYETHYLENE TRAYS FOR THE SHELVES AND BOTTOM OF CABINET. APPROVALS AND REGULATIONS: NFPA CODE 30, OSHA. NOT RECOMMENDED FOR USE WITH SULFURIC, NITRIC OR HYDROCHLORIC ACID. FOR MAXIMUM PROTECTION IN THE STORAGE OF |  | 20 | 20 | 36 | 8.3333 | CF | EA |  |  |  | 126 | 566 2 | US | 1 |  | 0 | STND | 30 | AF | IN | IN | IN | LN | WD | HT | P |  |  | O | O | O | O
GS-07F-238AA | EG-CRA-2310 | EAGLE MFG | ACID SAFETY CABINET 24 GAL 1DR SC | EG-CRA-2310 | ACID SAFETY CABINET 24 GALLON 1 DOOR SELF-CLOSING FOR CORROSIVES | ACID SAFETY CABINET, 24 GALLON 1 DOOR SELF-CLOSE FOR CORROSIVES. FOR USE IN STORING SMALL CONTAINERS UP TO 5 GALLON CAPACITY OF FLAMMABLE AND NON-FLAMMABLE ACIDS AND CORROSIVE LIQUIDS. THIS SELF-CLOSING MODEL FEATURES 1 SELF-CLOSING, HYDRAULIC | BAKED-ON BLUE EPOXY POWDER COATING. THIS TYPE FINISH IS SUPERIOR TO EPOXY PAINTED OR ENAMEL PAINTED SURFACES. POWDER COATING GIVES SUPERIOR PROTECTION AGAINST CHEMICALS | CAL ATTACK IN EVENT OF A SPILL OR SPLASH. FOR ADDITIONAL PROTECTION, EACH CABINET IS SUPPLIED WITH HIGH DENSITY POLYETHYLENE TRAYS FOR THE SHELVES AND BOTTOM OF CABINET. APPROVALS AND REGULATIONS: NFPA CODE 30, OSHA. NOT RECOMMENDED FOR USE WITH SUL |  | 20 | 20 | 36 | 8.3333 | CF | EA |  |  |  | 212 | 566 2 | US | 1 |  | 0 | STND | 30 | AF | IN | IN | IN | LN | WD | HT | P |  |  | O | O | O | O
GS-07F-238AA | EG-CRA-30 | EAGLE MFG | ACID SAFETY CABINET 30 GAL 1DR SC | EG-CRA-30 | ACID SAFETY CABINET 30 GALLON 1 DOOR SELF-CLOSING FOR CORROSIVES | ACID SAFETY CABINET, 30 GALLON 1 DOOR SELF-CLOSE FOR CORROSIVES. FOR USE IN STORING SMALL CONTAINERS UP TO 5 GALLON CAPACITY OF FLAMMABLE AND NON-FLAMMABLE ACIDS AND CORROSIVE LIQUIDS. THIS SELF-CLOSING MODEL FEATURES 1 SELF-CLOSING, HYDRAULIC | BAKED-ON BLUE EPOXY POWDER COATING. THIS TYPE FINISH IS SUPERIOR TO EPOXY PAINTED OR ENAMEL PAINTED SURFACES. POWDER COATING GIVES SUPERIOR PROTECTION AGAINST CHEMICALS | CAL ATTACK IN EVENT OF A SPILL OR SPLASH. FOR ADDITIONAL PROTECTION, EACH CABINET IS SUPPLIED WITH HIGH DENSITY POLYETHYLENE TRAYS FOR THE SHELVES AND BOTTOM OF CABINET. APPROVALS AND REGULATIONS: NFPA CODE 30, OSHA. NOT RECOMMENDED FOR USE WITH SUL |  | 40 | 24 | 60 | 33.3333 | CF | EA |  |  |  | 229 | 566 2 | US | 1 |  | 0 | STND | 30 | AF | IN | IN | IN | LN | WD | HT | P |  |  | O | O | O | O
GS-07F-238AA | EG-CRA-3010 | EAGLE MFG | ACID SAFETY CABINET 30 GAL 2DR SC | EG-CRA-3010 | ACID SAFETY CABINET 30 GALLON 2 DOORS SELF-CLOSING FOR CORROSIVES | ACID SAFETY CABINET, 30 GALLON 2 DOORS SELF-CLOSE FOR CORROSIVES. FOR USE IN STORING SMALL CONTAINERS UP TO 5 GALLON CAPACITY OF FLAMMABLE AND NON-FLAMMABLE ACIDS AND CORROSIVE LIQUIDS. THIS SELF-CLOSING MODEL FEATURES 2 SELF-CLOSING, HYDRAULIC | BAKED-ON BLUE EPOXY POWDER COATING. THIS TYPE FINISH IS SUPERIOR TO EPOXY PAINTED OR ENAMEL PAINTED SURFACES. POWDER COATING GIVES SUPERIOR PROTECTION AGAINST CHEMICALS | MICAL ATTACK IN EVENT OF A SPILL OR SPLASH. FOR ADDITIONAL PROTECTION, EACH CABINET IS SUPPLIED WITH HIGH DENSITY POLYETHYLENE TRAYS FOR THE SHELVES AND BOTTOM OF CABINET. APPROVALS AND REGULATIONS: NFPA CODE 30, OSHA. NOT RECOMMENDED FOR USE WITH S |  | 40 | 24 | 60 | 33.3333 | CF | EA |  |  |  | 234 | 566 2 | US | 1 |  | 0 | STND | 30 | AF | IN | IN | IN | LN | WD | HT | P |  |  | O | O | O | O
GS-07F-238AA | EG-CRA-32 | EAGLE MFG | ACID SAFETY CABINET 30 GAL 2DR MAN | EG-CRA-32 | ACID SAFETY CABINET 30 GALLON 2 DOORS MANUAL CLOSE FOR CORROSIVES | ACID SAFETY CABINET, 30 GALLON 2 DOORS MANUAL CLOSE FOR CORROSIVES. FOR USE IN STORING SMALL CONTAINERS UP TO 5 GALLON CAPACITY OF FLAMMABLE AND NON-FLAMMABLE ACIDS AND CORROSIVE LIQUIDS. ALL INTERIOR AND EXTERIOR SURFACES, INCLUDING SHELVES, ARE FIN | BAKED-ON BLUE EPOXY POWDER COATING. THIS TYPE FINISH IS SUPERIOR TO EPOXY PAINTED OR ENAMEL PAINTED SURFACES. POWDER COATING GIVES SUPERIOR PROTECTION AGAINST CHEMICALS | ABINET IS SUPPLIED WITH HIGH DENSITY POLYETHYLENE TRAYS FOR THE SHELVES AND BOTTOM OF CABINET. APPROVALS AND REGULATIONS: NFPA CODE 30, OSHA. NOT RECOMMENDED FOR USE WITH SULFURIC, NITRIC OR HYDROCHLORIC ACID. FOR MAXIMUM PROTECTION IN THE STORAGE O |  | 40 | 24 | 60 | 33.3333 | CF | EA |  |  |  | 223 | 566 2 | US | 1 |  | 0 | STND | 30 | AF | IN | IN | IN | LN | WD | HT | P |  |  | O | O | O | O
GS-07F-238AA | EG-CRA-45 | EAGLE MFG | ACID SAFETY CABINET 45 GAL 1DR SC | EG-CRA-45 | ACID SAFETY CABINET 45 GALLON 1 DOOR SELF-CLOSING FOR CORROSIVES | ACID SAFETY CABINET, 45 GALLON 1 DOOR SELF-CLOSE FOR CORROSIVES. FOR USE IN STORING SMALL CONTAINERS UP TO 5 GALLON CAPACITY OF FLAMMABLE AND NON-FLAMMABLE ACIDS AND CORROSIVE LIQUIDS. THIS SELF-CLOSING MODEL FEATURES 1 SELF-CLOSING, HYDRAULIC | BAKED-ON BLUE EPOXY POWDER COATING. THIS TYPE FINISH IS SUPERIOR TO EPOXY PAINTED OR ENAMEL PAINTED SURFACES. POWDER COATING GIVES SUPERIOR PROTECTION AGAINST CHEMICALS | CAL ATTACK IN EVENT OF A SPILL OR SPLASH. FOR ADDITIONAL PROTECTION, EACH CABINET IS SUPPLIED WITH HIGH DENSITY POLYETHYLENE TRAYS FOR THE SHELVES AND BOTTOM OF CABINET. APPROVALS AND REGULATIONS: NFPA CODE 30, OSHA. NOT RECOMMENDED FOR USE WITH SUL |  | 40 | 24 | 60 | 33.3333 | CF | EA |  |  |  | 311 | 566 2 | US | 1 |  | 0 | STND | 30 | AF | IN | IN | IN | LN | WD | HT | P |  |  | O | O | O | O
GS-07F-238AA | EG-CRA-4510 | EAGLE MFG | ACID SAFETY CABINET 45 GAL 2DR SC | EG-CRA-4510 | ACID SAFETY CABINET 45 GALLON 2 DOORS SELF-CLOSING FOR CORROSIVES | ACID SAFETY CABINET, 45 GALLON 2 DOORS SELF-CLOSE FOR CORROSIVES. FOR USE IN STORING SMALL CONTAINERS UP TO 5 GALLON CAPACITY OF FLAMMABLE AND NON-FLAMMABLE ACIDS AND CORROSIVE LIQUIDS. THIS SELF-CLOSING MODEL FEATURES 2 SELF-CLOSING, HYDRAULIC | BAKED-ON BLUE EPOXY POWDER COATING. THIS TYPE FINISH IS SUPERIOR TO EPOXY PAINTED OR ENAMEL PAINTED SURFACES. POWDER COATING GIVES SUPERIOR PROTECTION AGAINST CHEMICALS | MICAL ATTACK IN EVENT OF A SPILL OR SPLASH. FOR ADDITIONAL PROTECTION, EACH CABINET IS SUPPLIED WITH HIGH DENSITY POLYETHYLENE TRAYS FOR THE SHELVES AND BOTTOM OF CABINET. APPROVALS AND REGULATIONS: NFPA CODE 30, OSHA. NOT RECOMMENDED FOR USE WITH S |  | 40 | 24 | 60 | 33.3333 | CF | EA |  |  |  | 328 | 566 2 | US | 1 |  | 0 | STND | 30 | AF | IN | IN | IN | LN | WD | HT | P |  |  | O | O | O | O
GS-07F-238AA | EG-CRA-47 | EAGLE MFG | ACID SAFETY CABINET 45 GAL 2DR MAN | EG-CRA-47 | ACID SAFETY CABINET 45 GALLON 2 DOORS MANUAL CLOSE FOR CORROSIVES | ACID SAFETY CABINET, 45 GALLON 2 DOORS MANUAL CLOSE FOR CORROSIVES. FOR USE IN STORING SMALL CONTAINERS UP TO 5 GALLON CAPACITY OF FLAMMABLE AND NON-FLAMMABLE ACIDS AND CORROSIVE LIQUIDS. ALL INTERIOR AND EXTERIOR SURFACES, INCLUDING SHELVES, ARE FIN | BAKED-ON BLUE EPOXY POWDER COATING. THIS TYPE FINISH IS SUPERIOR TO EPOXY PAINTED OR ENAMEL PAINTED SURFACES. POWDER COATING GIVES SUPERIOR PROTECTION AGAINST CHEMICALS | ABINET IS SUPPLIED WITH HIGH DENSITY POLYETHYLENE TRAYS FOR THE SHELVES AND BOTTOM OF CABINET. APPROVALS AND REGULATIONS: NFPA CODE 30, OSHA. NOT RECOMMENDED FOR USE WITH SULFURIC, NITRIC OR HYDROCHLORIC ACID. FOR MAXIMUM PROTECTION IN THE STORAGE O |  | 40 | 24 | 60 | 33.3333 | CF | EA |  |  |  | 322 | 566 2 | US | 1 |  | 0 | STND | 30 | AF | IN | IN | IN | LN | WD | HT | P |  |  | O | O | O | O
GS-07F-238AA | EG-CRA-6010 | EAGLE MFG | ACID SAFETY CABINET 60 GAL 2DR SC | EG-CRA-6010 | ACID SAFETY CABINET 60 GALLON 2 DOORS SELF-CLOSING FOR CORROSIVES | ACID SAFETY CABINET, 60 GALLON 2 DOORS SELF-CLOSE FOR CORROSIVES. FOR USE IN STORING SMALL CONTAINERS UP TO 5 GALLON CAPACITY OF FLAMMABLE AND NON-FLAMMABLE ACIDS AND CORROSIVE LIQUIDS. THIS SELF-CLOSING MODEL FEATURES 2 SELF-CLOSING, HYDRAULIC | BAKED-ON BLUE EPOXY POWDER COATING. THIS TYPE FINISH IS SUPERIOR TO EPOXY PAINTED OR ENAMEL PAINTED SURFACES. POWDER COATING GIVES SUPERIOR PROTECTION AGAINST CHEMICALS | MICAL ATTACK IN EVENT OF A SPILL OR SPLASH. FOR ADDITIONAL PROTECTION, EACH CABINET IS SUPPLIED WITH HIGH DENSITY POLYETHYLENE TRAYS FOR THE SHELVES AND BOTTOM OF CABINET. APPROVALS AND REGULATIONS: NFPA CODE 30, OSHA. NOT RECOMMENDED FOR USE WITH S |  | 40 | 24 | 60 | 33.3333 | CF | EA |  |  |  | 352 | 566 2 | US | 1 |  | 0 | STND | 30 | AF | IN | IN | IN | LN | WD | HT | P |  |  | O | O | O | O
GS-07F-238AA | EG-CRA-62 | EAGLE MFG | ACID SAFETY CABINET 60 GAL 2DR MAN | EG-CRA-62 | ACID SAFETY CABINET 60 GALLON 2 DOORS MANUAL CLOSE FOR CORROSIVES | ACID SAFETY CABINET, 60 GALLON 2 DOORS MANUAL CLOSE FOR CORROSIVES. FOR USE IN STORING SMALL CONTAINERS UP TO 5 GALLON CAPACITY OF FLAMMABLE AND NON-FLAMMABLE ACIDS AND CORROSIVE LIQUIDS. ALL INTERIOR AND EXTERIOR SURFACES, INCLUDING SHELVES, ARE FIN | BAKED-ON BLUE EPOXY POWDER COATING. THIS TYPE FINISH IS SUPERIOR TO EPOXY PAINTED OR ENAMEL PAINTED SURFACES. POWDER COATING GIVES SUPERIOR PROTECTION AGAINST CHEMICALS | ABINET IS SUPPLIED WITH HIGH DENSITY POLYETHYLENE TRAYS FOR THE SHELVES AND BOTTOM OF CABINET. APPROVALS AND REGULATIONS: NFPA CODE 30, OSHA. NOT RECOMMENDED FOR USE WITH SULFURIC, NITRIC OR HYDROCHLORIC ACID. FOR MAXIMUM PROTECTION IN THE STORAGE O |  | 40 | 24 | 60 | 33.3333 | CF | EA |  |  |  | 342 | 566 2 | US | 1 |  | 0 | STND | 30 | AF | IN | IN | IN | LN | WD | HT | P |  |  | O | O | O | O
GS-07F-238AA | EG-CRA-70 | EAGLE MFG | ACID CABINET 33 GAL SC UNDERCOUNTER | EG-CRA-70 | ACID SAFETY CABINET EAGLE 22 GALLON UNDERCOUNTER SELF-CLOSING FOR CORROSIVES | ACID AND CORROSIVE SAFETY STORAGE CABINET, 22 GALLON UNDERCOUNTER, SELF-CLOSE. FOR USE IN STORING SMALL CONTAINERS UP TO 5 GALLON CAPACITY OF FLAMMABLE AND NON-FLAMMABLE ACIDS AND CORROSIVE LIQUIDS. THIS SELF-CLOSING MODEL FEATURES 2 SELF-CLOSING, HY | HYDRAULICALLY OPERATED DOORS WITH FUSIBLE LINKS. ALL INTERIOR AND EXTERIOR SURFACES, INCLUDING SHELVES | PROTECTION AGAINST CHEMICAL ATTACK IN EVENT OF A SPILL OR SPLASH. FOR ADDITIONAL PROTECTION, EACH CABINET IS SUPPLIED WITH HIGH DENSITY POLYETHYLENE TRAYS FOR THE SHELVES AND BOTTOM OF CABINET. NOT RECOMMENDED FOR USE WITH SULFURIC, NITRIC OR HYDROC |  | 40 | 24 | 60 | 33.3333 | CF | EA |  |  |  | 195 | 566 2 | US | 1 |  | 0 | STND | 30 | AF | IN | IN | IN | LN | WD | HT | P |  |  | O | O | O | O
GS-07F-238AA | EG-CRA-71 | EAGLE MFG | ACID SAFETY CABINET 22 GAL EAGLE | EG-CRA-71 | ACID SAFETY CABINET 22 GALLON EAGLE UNDERCOUNTER MANUAL CLOSE FOR CORROSIVES | ACID AND CORROSIVE SAFETY STORAGE CABINET, 22 GALLON UNDERCOUNTER, MANUAL CLOSE. FOR USE IN STORING SMALL CONTAINERS UP TO 5 GALLON CAPACITY OF FLAMMABLE AND NON-FLAMMABLE ACIDS AND CORROSIVE LIQUIDS. ALL INTERIOR AND EXTERIOR SURFACES, INCLUDING SHE | FINISHED WITH BLUE EPOXY POWDER COATING. THIS TYPE FINISH IS SUPERIOR TO EPOXY PAINTED OR ENAMEL PAINTED SURFACES. POWDER COATING GIVES SUPERIOR PROTECTION AGAINST CHEMICALS | CH CABINET IS SUPPLIED WITH HIGH DENSITY POLYETHYLENE TRAYS FOR THE SHELVES AND BOTTOM OF CABINET. NOT RECOMMENDED FOR USE WITH SULFURIC, NITRIC OR HYDROCHLORIC ACID. APPROVALS AND REGULATIONS: NFPA CODE 30, OSHA. EAGLE PART # CRA-71 WEIGHT: 185 LBS. |  | 40 | 24 | 60 | 33.3333 | CF | EA |  |  |  | 185 | 566 2 | US | 1 |  | 0 | STND | 30 | AF | IN | IN | IN | LN | WD | HT | P |  |  | O | O | O | O
GS-07F-238AA | EG-F-15 | EAGLE MFG | 9" POLY FUNNEL FOR EAGLE SAFETY CANS | EG-F-15 | 9" POLY FUNNEL FOR EAGLE METAL SAFETY CANS | 9" POLYETHYLENE FUNNEL FOR EAGLE METAL TYPE I CANS. EAGLE PART # F-15. |  |  |  | 24 | 40 | 60 | 33.3333 | CF | EA |  |  |  | 0.5 | 566 2 | US | 1 |  | 0 | STND | 30 | AF | IN | IN | IN | LN | WD | HT | P |  |  | O | O | O | O
GS-07F-238AA | EG-FD-25 | EAGLE MFG | REPLCMNT FLEX 12X 7/8" METAL SPOUT | EG-FD-25 | REPLCMNT FLEXIBLE 12" X7/8" METAL SPOUT FOR EAGLE TYPE II SAFETY CANS | REPLACEMENT FLEXIBLE 12" METAL SPOUT WITH 7/8"DIAMETER FOR EAGLE TYPE II SAFETY CANS. EAGLE TYPE II SAFETY CANS ARE GALVANIZED STEEL AND HELP REDUCE THE DANGER OF EXPLOSION WHILE DISPENSING FLAMMABLE LIQUIDS. BRASS FLAME ARRESTORS IN FILLER | OPENING AND POUR SPOUT. EAGLE PART # FD-25. |  |  | 12 | 40 | 40 | 11.1111 | CF | EA |  |  |  | 5 | 566 2 | US | 1 |  | 0 | STND | 30 | AF | IN | IN | IN | LN | WD | HT | P |  |  | O | O | O | O
GS-07F-238AA | EG-FD-25-SX5 | EAGLE MFG | REPLCMNT FLEX 12X 5/8" METAL SPOUT | EG-FD-25-SX5 | REPLCMNT FLEXIBLE 12" X5/8" METAL SPOUT FOR EAGLE TYPE II SAFETY CANS | REPLACEMENT FLEXIBLE 12" METAL SPOUT WITH 5/8"DIAMETER FOR EAGLE TYPE II SAFETY CANS. EAGLE TYPE II SAFETY CANS ARE GALVANIZED STEEL AND HELP REDUCE THE DANGER OF EXPLOSION WHILE DISPENSING FLAMMABLE LIQUIDS. BRASS FLAME ARRESTORS IN FILLER | OPENING AND POUR SPOUT. EAGLE PART # FD-25-SX5. |  |  | 12 | 12 | 40 | 3.3333 | CF | EA |  |  |  | 5 | 566 2 | US | 1 |  | 0 | STND | 30 | AF | IN | IN | IN | LN | WD | HT | P |  |  | O | O | O | O
GS-07F-238AA | EG-HAZ1926 | EAGLE MFG | VERTICAL DRUM STORAGE CABINET 55 GAL | EG-HAZ1926 | VERTICAL DRUM STORAGE CABINET 55 GALLON 2 DOORS MANUAL CLOSE | 31.25"WX31.25"DX65"H. MANUAL-OPEN CABINET HOLDS ONE 55 GALLON DRUM, INCLUDES ROLLERS. EAGLE DRUM STORAGE SAFETY CABINETS KEEP 55 GALLON DRUMS CLOSE TO YOUR WORK AREA AND SAFELY CONTAIN FLAMMABLE LIQUIDS OR HAZARDOUS WASTE. EAGLE DRUM CABINETS |  |  |  | 60 | 44 | 30 | 45.8333 | CF | EA |  |  |  | 320 | 566 2 | US | 1 |  | 0 | STND | 30 | AF | IN | IN | IN | LN | WD | HT | P |  |  | O | O | O | O
GS-07F-238AA | EG-HAZ1955 | EAGLE MFG | VERTICAL DRUM STORAGE CABINET 110 GAL | EG-HAZ1955 | VERTICAL DRUM STORAGE CABINET 110 GALLON W/ 2 DOORS MANUAL CLOSE | MANUAL-OPEN CABINETS HOLDS TWO 55 GAL DRUMS 65"X58"X31 1/2". APPROVALS AND REGULATIONS: FM, NFPA CODE 30, OSHA. EAGLE PART # HAZ1955 WEIGHT: 573 LBS. PLEASE NOTE THAT YOU MAY REQUIRE A LIFT GATE. |  |  |  | 60 | 44 | 30 | 45.8333 | CF | EA |  |  |  | 322 | 566 2 | US | 1 |  | 0 | STND | 30 | AF | IN | IN | IN | LN | WD | HT | P |  |  | O | O | O | O
GS-07F-238AA | EG-HAZ1992 | EAGLE MFG | VERTICAL DRUM STORAGE CABINET 60 GAL | EG-HAZ1992 | VERTICAL DRUM STORAGE CABINET 60 GALLON W/ 2 DOORS MANUAL CLOSE | 43"WX34"DX65"H. EAGLE HAZ1992 DRUM STORAGE SAFETY CABINET. SAFELY CONTAIN 60 GALLONS OF FLAMMABLE LIQUIDS OR HAZARDOUS WASTE. THE CABINET FEATURES A CONVENIENT HALF SHELF FOR ADDITIONAL STORAGE SPACE FOR ACCESSORIES OR CONTAINERS AND DRUM ROLL | ERS FOR EASY DRUM HANDLING. OPTIONAL MODEL EG-1957 DRUM CABINET RAMP MAKES LOADING AND UNLOADING MUCH EASIER. |  |  | 60 | 44 | 30 | 45.8333 | CF | EA |  |  |  | 344 | 566 2 | US | 1 |  | 0 | STND | 30 | AF | IN | IN | IN | LN | WD | HT | P |  |  | O | O | O | O
GS-07F-238AA | EG-HAZ2610 | EAGLE MFG | VERTICAL DRUM STORAGE CABINET 55 GAL | EG-HAZ2610 | VERTICAL DRUM STORAGE CABINET 55 GALLON 2 DOOR W/ROLLERS SELF-CLOSING | 31.25"WX31.25"DX65"H. SELF-CLOSING CABINET HOLDS ONE 55 GALLON DRUM, WITH ROLLERS. 65"X31 1/4"X31 1/4". EAGLE HAZ2610 DRUM STORAGE SAFETY CABINET SAFELY CONTAINS A 55 GALLON DRUM OF FLAMMABLE LIQUIDS OR HAZARDOUS WASTE. THE CABINET FEATURE | SELF-CLOSING DOORS, A CONVENIENT HALF SHELF FOR ADDITIONAL STORAGE SPACE FOR ACCESSORIES OR CONTAINERS AND DRUM ROLLERS FOR EASY DRUM HANDLING. HAZ-DRUM CABINETS INCLUDE DRUM ROLLERS. APPROVALS AND REGULATIONS: FM, NFPA CODE 30, OSHA. |  |  | 60 | 44 | 30 | 45.8333 | CF | EA |  |  |  | 5 | 566 2 | US | 1 |  | 0 | STND | 30 | AF | IN | IN | IN | LN | WD | HT | P |  |  | O | O | O | O
GS-07F-238AA | EG-HAZ5510 | EAGLE MFG | VERTICAL DRUM STORAGE CABINET 110 GAL | EG-HAZ5510 | VERTICAL DRUM STORAGE CABINET 110 GALLON W/ 2 DOORS SELF-CLOSING | SELF-CLOSING CABINETS HOLDS TWO 55 GAL DRUMS. 65"X58"X31 1/2". APPROVALS AND REGULATIONS: FM, NFPA CODE 30, OSHA. EAGLE PART # HAZ5510 WEIGHT: 583 LBS. PLEASE NOTE THAT YOU MAY REQUIRE A LIFT GATE. | FROM THE DELIVERY TRUCK (SUCH AS A DELIVERY DOCK OR FORK LIFT). |  |  | 60 | 44 | 30 | 45.8333 | CF | EA |  |  |  | 317 | 566 2 | US | 1 |  | 0 | STND | 30 | AF | IN | IN | IN | LN | WD | HT | P |  |  | O | O | O | O
GS-07F-238AA | EG-HAZ9010 | EAGLE MFG | VERTICAL DRUM STORAGE CABINET 60 GAL | EG-HAZ9010 | VERTICAL DRUM STORAGE CABINET 60 GALLON W/ 2 DOORS SELF-CLOSING | 43"WX34"DX65"H. SAFELY CONTAIN 60 GALLONS OF FLAMMABLE LIQUIDS OR HAZARDOUS WASTE IN THE HAZ1992 DRUM STORAGE CABINET. THE CABINET FEATURES A CONVENIENT HALF SHELF FOR ADDITIONAL STORAGE SPACE FOR ACCESSORIES OR CONTAINERS | OPTIONAL MODEL EG-1957 DRUM CABINET RAMP MAKES LOADING AND UNLOADING MUCH EASIER. CABINETS COME WITH LARGE FLAMMABLE - KEEP FIRE AWAY AND HAZARDOUS WASTE LABELS. COMES WITH SELF-CLOSING DOORS AND 1 SHELF WITH A DEPTH OF 14.75" | REGULATIONS: FM, NFPA CODE 30, OSHA. EAGLE PART # HAZ9010 WEIGHT: 525 LBS. PLEASE NOTE THAT YOU MAY REQUIRE A LIFT GATE. |  | 12 | 12 | 12 | 1 | CF | EA |  |  |  | 8 | 540 16 | US | 1 |  | 0 | STND | 30 | AF | IN | IN | IN | LN | WD | HT | P |  |  | O | O | O | O
GS-07F-238AA | EG-J-1200YEL | EAGLE MFG | CIGARETTE CAN REPLCMNT METAL TUBE EAGLE | EG-J-1200YEL | CIGARETTE CAN REPLCMNT METAL TUBE FOR EAGLE BUTT CAN 1200 SERIES | REPLACEMENT TUBE FOR EAGLE ORIGINAL BUTT CAN EG-1200YELLOW. EAGLE PART # J-1200YEL. |  |  |  | 12 | 12 | 12 | 1 | CF | EA |  |  |  | 12 | 540 16 | US | 1 |  | 0 | STND | 30 | AF | IN | IN | IN | LN | WD | HT | P |  |  | O | O | O | O
GS-07F-238AA | EG-J-1205 | EAGLE MFG | CIGARETTE CAN REPLCMNT POLY TUBE EAGLE | EG-J-1205 | CIGARETTE CAN REPLCMNT POLY TUBE FOR EG-1202 AND EG-1205 CANS | REPLACEMENT POLY TUBE FOR EF-1202 AND EG 1205 CIGARETTE CABS. EAGLE PART # J-1205. |  |  |  | 12 | 12 | 12 | 1 | CF | EA |  |  |  | 8 | 540 16 | US | 1 |  | 0 | STND | 30 | AF | IN | IN | IN | LN | WD | HT | P |  |  | O | O | O | O
GS-07F-238AA | EG-P-701 | EAGLE MFG | PLUNGER CAN 1 QUART EAGLE COATED METAL | EG-P-701 | PLUNGER CAN 1 QUART EAGLE COATED METAL | PLUNGER CAN, 1 QUART EAGLE SAFETY PLUNGER CAN, COATED METAL. EAGLE SAFETY PLUNGER CANS ARE IDEAL FOR CLEANING WITH FLAMMABLE OR VOLATILE FLUIDS. THEY FEATURE BRASS FLAME ARRESTOR DASHER SCREENS AND PUMP ASSEMBLIES AND COMPLY WITH OSHA STANDARDS. WHEN | THE DASHER PLATE IS PUSHED DOWN, THE SAFETY CAN DISPENSES A SMALL AMOUNT OF LIQUID TO EASILY MOISTEN SPONGES OR RAGS WITHOUT MESSY OR DANGEROUS SPILLS. POLYETHYLENE AND COATED METAL MODELS AVAILABLE. FM APPROVED. EAGLE PART # P-701. |  |  | 24 | 40 | 40 | 22.2222 | CF | EA |  |  |  | 191 | 566 2 | US | 1 |  | 0 | STND | 30 | AF | IN | IN | IN | LN | WD | HT | P |  |  | O | O | O | O
GS-07F-238AA | EG-P-702 | EAGLE MFG | PLUNGER CAN 2 QUART EAGLE COATED METAL | EG-P-702 | PLUNGER CAN 2 QUART EAGLE COATED METAL | PLUNGER CAN, 2 QUART EAGLE SAFETY PLUNGER CAN, COATED METAL. EAGLE SAFETY PLUNGER CANS ARE IDEAL FOR CLEANING WITH FLAMMABLE OR VOLATILE FLUIDS. THEY FEATURE BRASS FLAME ARRESTOR DASHER SCREENS AND PUMP ASSEMBLIES AND COMPLY WITH OSHA STANDARDS. WHEN | THE DASHER PLATE IS PUSHED DOWN, THE SAFETY CAN DISPENSES A SMALL AMOUNT OF LIQUID TO EASILY MOISTEN SPONGES OR RAGS WITHOUT MESSY OR DANGEROUS SPILLS. POLYETHYLENE AND COATED METAL MODELS AVAILABLE. FM APPROVED. EAGLE PART # P-702. |  |  | 24 | 40 | 40 | 22.2222 | CF | EA |  |  |  | 181 | 566 2 | US | 1 |  | 0 | STND | 30 | AF | IN | IN | IN | LN | WD | HT | P |  |  | O | O | O | O
GS-07F-238AA | EG-P-704 | EAGLE MFG | PLUNGER CAN 4 QUART EAGLE COATED METAL | EG-P-704 | PLUNGER CAN 4 QUART EAGLE COATED METAL | PLUNGER CAN, 4 QUART EAGLE SAFETY PLUNGER CAN, COATED METAL. EAGLE SAFETY PLUNGER CANS ARE IDEAL FOR CLEANING WITH FLAMMABLE OR VOLATILE FLUIDS. THEY FEATURE BRASS FLAME ARRESTOR DASHER SCREENS AND PUMP ASSEMBLIES AND COMPLY WITH OSHA STANDARDS. WHEN | THE DASHER PLATE IS PUSHED DOWN, THE SAFETY CAN DISPENSES A SMALL AMOUNT OF LIQUID TO EASILY MOISTEN SPONGES OR RAGS WITHOUT MESSY OR DANGEROUS SPILLS. POLYETHYLENE AND COATED METAL MODELS AVAILABLE. FM APPROVED. EAGLE PART # P-704. |  |  | 24 | 30 | 10 | 4.1667 | CF | EA |  |  |  | 18 | 566 2 | US | 1 |  | 0 | STND | 30 | AF | IN | IN | IN | LN | WD | HT | P |  |  | O | O | O | O
GS-07F-238AA | EG-P-711 | EAGLE MFG | PLUNGER CAN 1 QUART EAGLE POLY | EG-P-711 | PLUNGER CAN 1 QUART EAGLE POLY | PLUNGER CAN, 1 QUART EAGLE SAFETY PLUNGER CAN, POLYETHYLENE. EAGLE SAFETY PLUNGER CANS ARE IDEAL FOR CLEANING WITH FLAMMABLE OR VOLATILE FLUIDS. THEY FEATURE BRASS FLAME ARRESTOR DASHER SCREENS AND PUMP ASSEMBLIES AND COMPLY WITH OSHA STANDARDS. WHEN | THE DASHER PLATE IS PUSHED DOWN, THE SAFETY CAN DISPENSES A SMALL AMOUNT OF LIQUID TO EASILY MOISTEN SPONGES OR RAGS WITHOUT MESSY OR DANGEROUS SPILLS. POLYETHYLENE AND COATED METAL MODELS AVAILABLE. FM APPROVED. EAGLE PART # P-711. |  |  | 12 | 12 | 12 | 1 | CF | EA |  |  |  | 4 | 540 16 | US | 1 |  | 0 | STND | 30 | AF | IN | IN | IN | LN | WD | HT | P |  |  | O | O | O | O
GS-07F-238AA | EG-P-712 | EAGLE MFG | PLUNGER CAN 2 QUART EAGLE POLY | EG-P-712 | PLUNGER CAN 2 QUART EAGLE POLY | PLUNGER CAN, 2 QUART EAGLE SAFETY PLUNGER CAN, POLYETHYLENE. EAGLE SAFETY PLUNGER CANS ARE IDEAL FOR CLEANING WITH FLAMMABLE OR VOLATILE FLUIDS. THEY FEATURE BRASS FLAME ARRESTOR DASHER SCREENS AND PUMP ASSEMBLIES AND COMPLY WITH OSHA STANDARDS. WHEN | THE DASHER PLATE IS PUSHED DOWN, THE SAFETY CAN DISPENSES A SMALL AMOUNT OF LIQUID TO EASILY MOISTEN SPONGES OR RAGS WITHOUT MESSY OR DANGEROUS SPILLS. POLYETHYLENE AND COATED METAL MODELS AVAILABLE. FM APPROVED. EAGLE PART # P-712. |  |  | 12 | 12 | 12 | 1 | CF | EA |  |  |  | 4 | 540 16 | US | 1 |  | 0 | STND | 30 | AF | IN | IN | IN | LN | WD | HT | P |  |  | O | O | O | O
GS-07F-238AA | EG-P-714 | EAGLE MFG | PLUNGER CAN 4 QUART EAGLE POLY | EG-P-714 | PLUNGER CAN 4 QUART EAGLE POLY | PLUNGER CAN, 4 QUART EAGLE SAFETY PLUNGER CAN, POLYETHYLENE. EAGLE SAFETY PLUNGER CANS ARE IDEAL FOR CLEANING WITH FLAMMABLE OR VOLATILE FLUIDS. THEY FEATURE BRASS FLAME ARRESTOR DASHER SCREENS AND PUMP ASSEMBLIES AND COMPLY WITH OSHA STANDARDS. WHEN | THE DASHER PLATE IS PUSHED DOWN, THE SAFETY CAN DISPENSES A SMALL AMOUNT OF LIQUID TO EASILY MOISTEN SPONGES OR RAGS WITHOUT MESSY OR DANGEROUS SPILLS. POLYETHYLENE AND COATED METAL MODELS AVAILABLE. FM APPROVED. EAGLE PART # P-714. |  |  | 24 | 40 | 40 | 22.2222 | CF | EA |  |  |  | 224 | 566 2 | US | 1 |  | 0 | STND | 30 | AF | IN | IN | IN | LN | WD | HT | P |  |  | O | O | O | O
GS-07F-238AA | EG-PI-30 | EAGLE MFG | PAINT CABINET 40 GAL EAGLE RED 1DR SC | EG-PI-30 | COMBUSTIBLE CABINET 40 GALLON EAGLE 1 DOOR SELF-CLOSING RED | COMBUSTIBLE CABINET, 40 GALLON EAGLE WITH 1 DOOR, SELF-CLOSE, THREE SHELVES, RED. FM APPROVED CABINETS FOR SAFELY AND SECURELY STORING AND ORGANIZING PAINT AND INK CANS. THESE CABINETS INCLUDE ALL THE FEATURES OF OTHER EAGLE CABINETS AND ARE AVAILABL | RED AND YELLOW. FM APPROVED CABINETS FOR SAFELY AND SECURELY STORING AND ORGANIZING PAINT AND INK CANS. THESE CABINETS INCLUDE ALL THE FEATURES OF OTHER EAGLE CABINETS AND ARE AVAILABLE IN RED AND YELLOW WITH ADDITIONAL SHELVES TO MAXIMIZE STORAGE | GE SPACE. CAPACITY IS BASED ON THE NUMBER OF 1 GALLON PAINT CONTAINERS THE CABINET WILL HOLD. GALVANIZED STEEL SHELVES, ADJUSTABLE ON 4.75" IN CENTERS, SUPPORT 350 POUNDS. GALVANIZED STEEL LEVELING LEGS, INTERNAL AND EXTERNAL WELDED 18 GAUGE STEEL DO |  | 60 | 44 | 30 | 45.8333 | CF | EA |  |  |  | 278 | 566 2 | US | 1 |  | 0 | STND | 30 | AF | IN | IN | IN | LN | WD | HT | P |  |  | O | O | O | O
GS-07F-238AA | EG-PI-3010 | EAGLE MFG | PAINT CABINET 40 GAL EAGLE RED 2DR SC | EG-PI-3010 | COMBUSTIBLE CABINET 40 GALLON EAGLE 2 DOOR SELF-CLOSING RED | COMBUSTIBLE CABINET, 40 GALLON EAGLE WITH 2 DOORS, SELF-CLOSE, THREE SHELVES, RED. FM APPROVED CABINETS FOR SAFELY AND SECURELY STORING AND ORGANIZING PAINT AND INK CANS. THESE CABINETS INCLUDE ALL THE FEATURES OF OTHER EAGLE CABINETS AND ARE AVAILAB | RED AND YELLOW. FM APPROVED CABINETS FOR SAFELY AND SECURELY STORING AND ORGANIZING PAINT AND INK CANS. THESE CABINETS INCLUDE ALL THE FEATURES OF OTHER EAGLE CABINETS AND ARE AVAILABLE IN RED AND YELLOW WITH ADDITIONAL SHELVES TO MAXIMIZE STORAGE | AGE SPACE. CAPACITY IS BASED ON THE NUMBER OF 1 GALLON PAINT CONTAINERS THE CABINET WILL HOLD. GALVANIZED STEEL SHELVES, ADJUSTABLE ON 4.75" IN CENTERS, SUPPORT 350 POUNDS. GALVANIZED STEEL LEVELING LEGS, INTERNAL AND EXTERNAL WELDED 18 GAUGE STEEL D |  | 60 | 44 | 30 | 45.8333 | CF | EA |  |  |  | 281 | 566 2 | US | 1 |  | 0 | STND | 30 | AF | IN | IN | IN | LN | WD | HT | P |  |  | O | O | O | O
GS-07F-238AA | EG-PI-32 | EAGLE MFG | PAINT CABINET 40 GAL EAGLE RED 2DR MAN | EG-PI-32 | COMBUSTIBLE CABINET 40 GALLON EAGLE 2 DOOR MANUAL CLOSE RED | COMBUSTIBLE CABINET, 40 GALLON EAGLE WITH 2 DOORS, MANUAL CLOSE, THREE SHELVES, RED. FM APPROVED CABINETS FOR SAFELY AND SECURELY STORING AND ORGANIZING PAINT AND INK CANS. THESE CABINETS INCLUDE ALL THE FEATURES OF OTHER EAGLE CABINETS AND ARE AVAIL | RED AND YELLOW. FM APPROVED CABINETS FOR SAFELY AND SECURELY STORING AND ORGANIZING PAINT AND INK CANS. THESE CABINETS INCLUDE ALL THE FEATURES OF OTHER EAGLE CABINETS AND ARE AVAILABLE IN RED AND YELLOW WITH ADDITIONAL SHELVES TO MAXIMIZE STORAGE | ORAGE SPACE. CAPACITY IS BASED ON THE NUMBER OF 1 GALLON PAINT CONTAINERS THE CABINET WILL HOLD. GALVANIZED STEEL SHELVES, ADJUSTABLE ON 4.75" IN CENTERS, SUPPORT 350 POUNDS. GALVANIZED STEEL LEVELING LEGS, INTERNAL AND EXTERNAL WELDED 18 GAUGE STEEL |  | 60 | 44 | 30 | 45.8333 | CF | EA |  |  |  | 272 | 566 2 | US | 1 |  | 0 | STND | 30 | AF | IN | IN | IN | LN | WD | HT | P |  |  | O | O | O | O
GS-07F-238AA | EG-PI-45 | EAGLE MFG | PAINT CABINET 60 GAL EAGLE RED 2DR SC | EG-PI-45 | COMBUSTIBLE CABINET 60 GALLON EAGLE 1 DOOR SELF-CLOSING RED | COMBUSTIBLE CABINET, 60 GALLON EAGLE WITH 1 DOOR, SELF-CLOSE, FIVE SHELVES, RED. FM APPROVED CABINETS FOR SAFELY AND SECURELY STORING AND ORGANIZING PAINT AND INK CANS. THESE CABINETS INCLUDE ALL THE FEATURES OF OTHER EAGLE CABINETS AND ARE AVAILABLE | RED AND YELLOW. FM APPROVED CABINETS FOR SAFELY AND SECURELY STORING AND ORGANIZING PAINT AND INK CANS. THESE CABINETS INCLUDE ALL THE FEATURES OF OTHER EAGLE CABINETS AND ARE AVAILABLE IN RED AND YELLOW WITH ADDITIONAL SHELVES TO MAXIMIZE STORAGE | SPACE. CAPACITY IS BASED ON THE NUMBER OF 1 GALLON PAINT CONTAINERS THE CABINET WILL HOLD. GALVANIZED STEEL SHELVES, ADJUSTABLE ON 4.75" IN CENTERS, SUPPORT 350 POUNDS. GALVANIZED STEEL LEVELING LEGS, INTERNAL AND EXTERNAL WELDED 18 GAUGE STEEL DOUBL |  | 60 | 44 | 30 | 45.8333 | CF | EA |  |  |  | 378 | 566 2 | US | 1 |  | 0 | STND | 30 | AF | IN | IN | IN | LN | WD | HT | P |  |  | O | O | O | O
GS-07F-238AA | EG-PI-4510 | EAGLE MFG | PAINT CABINET 60 GAL EAGLE RED 2DR SC | EG-PI-4510 | COMBUSTIBLE CABINET 60 GALLON EAGLE 2 DOOR SELF-CLOSING RED | COMBUSTIBLE CABINET, 60 GALLON EAGLE WITH 2 DOORS, SELF-CLOSE, FIVE SHELVES, RED. FM APPROVED CABINETS FOR SAFELY AND SECURELY STORING AND ORGANIZING PAINT AND INK CANS. THESE CABINETS INCLUDE ALL THE FEATURES OF OTHER EAGLE CABINETS AND ARE AVAILABL | RED AND YELLOW. FM APPROVED CABINETS FOR SAFELY AND SECURELY STORING AND ORGANIZING PAINT AND INK CANS. THESE CABINETS INCLUDE ALL THE FEATURES OF OTHER EAGLE CABINETS AND ARE AVAILABLE IN RED AND YELLOW WITH ADDITIONAL SHELVES TO MAXIMIZE STORAGE | GE SPACE. CAPACITY IS BASED ON THE NUMBER OF 1 GALLON PAINT CONTAINERS THE CABINET WILL HOLD. GALVANIZED STEEL SHELVES, ADJUSTABLE ON 4.75" IN CENTERS, SUPPORT 350 POUNDS. GALVANIZED STEEL LEVELING LEGS, INTERNAL AND EXTERNAL WELDED 18 GAUGE STEEL DO |  | 12 | 20 | 40 | 5.5556 | CF | EA |  |  |  | 389 | 566 2 | US | 1 |  | 0 | STND | 30 | AF | IN | IN | IN | LN | WD | HT | P |  |  | O | O | O | O
GS-07F-238AA | EG-PI-47 | EAGLE MFG | PAINT CABINET 60 GAL EAGLE RED 2DR MAN | EG-PI-47 | COMBUSTIBLE CABINET 60 GALLON EAGLE 2 DOOR MANUAL CLOSE RED | COMBUSTIBLE CABINET, 60 GALLON EAGLE WITH 2 DOORS, MANUAL CLOSE, FIVE SHELVES, RED. FM APPROVED CABINETS FOR SAFELY AND SECURELY STORING AND ORGANIZING PAINT AND INK CANS. THESE CABINETS INCLUDE ALL THE FEATURES OF OTHER EAGLE CABINETS AND ARE AVAILA | RED AND YELLOW. FM APPROVED CABINETS FOR SAFELY AND SECURELY STORING AND ORGANIZING PAINT AND INK CANS. THESE CABINETS INCLUDE ALL THE FEATURES OF OTHER EAGLE CABINETS AND ARE AVAILABLE IN RED AND YELLOW WITH ADDITIONAL SHELVES TO MAXIMIZE STORAGE | RAGE SPACE. CAPACITY IS BASED ON THE NUMBER OF 1 GALLON PAINT CONTAINERS THE CABINET WILL HOLD. GALVANIZED STEEL SHELVES, ADJUSTABLE ON 4.75" IN CENTERS, SUPPORT 350 POUNDS. GALVANIZED STEEL LEVELING LEGS, INTERNAL AND EXTERNAL WELDED 18 GAUGE STEEL |  | 60 | 44 | 30 | 45.8333 | CF | EA |  |  |  | 380 | 566 2 | US | 1 |  | 0 | STND | 30 | AF | IN | IN | IN | LN | WD | HT | P |  |  | O | O | O | O
GS-07F-238AA | EG-PI-6010 | EAGLE MFG | PAINT CABINET 96 GAL EAGLE RED 2DR SC | EG-PI-6010 | COMBUSTIBLE CABINET 96 GALLON EAGLE 2 DOOR SELF-CLOSING RED | COMBUSTIBLE CABINET, 96 GALLON EAGLE WITH 2 DOORS, SELF-CLOSE, FIVE SHELVES, RED. FM APPROVED CABINETS FOR SAFELY AND SECURELY STORING AND ORGANIZING PAINT AND INK CANS. THESE CABINETS INCLUDE ALL THE FEATURES OF OTHER EAGLE CABINETS AND ARE AVAILABL | RED AND YELLOW. FM APPROVED CABINETS FOR SAFELY AND SECURELY STORING AND ORGANIZING PAINT AND INK CANS. THESE CABINETS INCLUDE ALL THE FEATURES OF OTHER EAGLE CABINETS AND ARE AVAILABLE IN RED AND YELLOW WITH ADDITIONAL SHELVES TO MAXIMIZE STORAGE | GE SPACE. CAPACITY IS BASED ON THE NUMBER OF 1 GALLON PAINT CONTAINERS THE CABINET WILL HOLD. GALVANIZED STEEL SHELVES, ADJUSTABLE ON 4.75" IN CENTERS, SUPPORT 350 POUNDS. GALVANIZED STEEL LEVELING LEGS, INTERNAL AND EXTERNAL WELDED 18 GAUGE STEEL DO |  | 60 | 44 | 30 | 45.8333 | CF | EA |  |  |  | 412 | 566 2 | US | 1 |  | 0 | STND | 30 | AF | IN | IN | IN | LN | WD | HT | P |  |  | O | O | O | O
GS-07F-238AA | EG-PI-62 | EAGLE MFG | PAINT CABINET 96 GAL EAGLE RED 2DR MAN | EG-PI-62 | COMBUSTIBLE CABINET 96 GALLON EAGLE 2 DOOR MANUAL CLOSE RED | COMBUSTIBLE CABINET, 96 GALLON EAGLE WITH 2 DOORS, MANUAL CLOSE, FIVE SHELVES, RED. FM APPROVED CABINETS FOR SAFELY AND SECURELY STORING AND ORGANIZING PAINT AND INK CANS. THESE CABINETS INCLUDE ALL THE FEATURES OF OTHER EAGLE CABINETS AND ARE AVAILA | RED AND YELLOW. FM APPROVED CABINETS FOR SAFELY AND SECURELY STORING AND ORGANIZING PAINT AND INK CANS. THESE CABINETS INCLUDE ALL THE FEATURES OF OTHER EAGLE CABINETS AND ARE AVAILABLE IN RED AND YELLOW WITH ADDITIONAL SHELVES TO MAXIMIZE STORAGE | RAGE SPACE. CAPACITY IS BASED ON THE NUMBER OF 1 GALLON PAINT CONTAINERS THE CABINET WILL HOLD. GALVANIZED STEEL SHELVES, ADJUSTABLE ON 4.75" IN CENTERS, SUPPORT 350 POUNDS. GALVANIZED STEEL LEVELING LEGS, INTERNAL AND EXTERNAL WELDED 18 GAUGE STEEL |  | 60 | 44 | 30 | 45.8333 | CF | EA |  |  |  | 402 | 566 2 | US | 1 |  | 0 | STND | 30 | AF | IN | IN | IN | LN | WD | HT | P |  |  | O | O | O | O
GS-07F-238AA | EG-PI-77 | EAGLE MFG | SPRAY PAINT CABINET 30 GAL EAGLE MAN | EG-PI-77 | AEROSOL CABINET 30 GALLON EAGLE AEROSOL PAINT CAN STORAGE MANUAL | 30 GALLON EAGLE AEROSOL PAINT CAN STORAGE SAFETY CABINET WITH 2 DOORS, MANUAL CLOSE, FIVE SHELVES. NEW 30 GALLON MODELS ARE DESIGNED TO STORE 30 - 1 GALLON PAINT CANS OR 252 - 12OZ. AEROSOL CANS. HIGH GLOSS POWDER FINISH | SELF-CLOSING DOORS. FULL HEIGHT, NARROW DEPTH (12") CABINET OPTIMIZES AVAILABLE FLOOR SPACE WHILE KEEPING YOUR WORK AREA ORGANIZED AND SAFE. NON-TIP MOUNTING BRACKET INCLUDED. GALVANIZED STEEL SHELVES, ADJUSTABLE ON 4.75" CENTERS, SUPPORT 350 LBS | STEEL LEVELING LEGS. INTERNAL AND EXTERNAL WELDED 18 GAUGE STEEL DOUBLE WALL PANEL CONSTRUCTION WITH 1.5" AIR SPACE. 2" RAISED LEAK PROOF SILL. 2" VENT WITH FIRE BAFFLE AND CAP. GROUND CONNECTION. |  | 60 | 44 | 30 | 45.8333 | CF | EA |  |  |  | 310 | 566 2 | US | 1 |  | 0 | STND | 30 | AF | IN | IN | IN | LN | WD | HT | P |  |  | O | O | O | O
GS-07F-238AA | EG-PI-7710 | EAGLE MFG | SPRAY PAINT CABINET 30 GAL EAGLE SC | EG-PI-7710 | AEROSOL CABINET 30 GALLON EAGLE AEROSOL PAINT CAN STORAGE SELF-CLOSING | 30 GALLON EAGLE AEROSOL PAINT CAN STORAGE SAFETY CABINET WITH 2 DOORS, SELF-CLOSE, FIVE SHELVES. NEW 30 GALLON MODELS ARE DESIGNED TO STORE 30 - 1 GALLON PAINT CANS OR 252 - 12OZ. AEROSOL CANS. HIGH GLOSS POWDER FINISH | SELF-CLOSING DOORS. FULL HEIGHT, NARROW DEPTH (12") CABINET OPTIMIZES AVAILABLE FLOOR SPACE WHILE KEEPING YOUR WORK AREA ORGANIZED AND SAFE. NON-TIP MOUNTING BRACKET INCLUDED. GALVANIZED STEEL SHELVES, ADJUSTABLE ON 4.75" CENTERS, SUPPORT 350 LBS | STEEL LEVELING LEGS. INTERNAL AND EXTERNAL WELDED 18 GAUGE STEEL DOUBLE WALL PANEL CONSTRUCTION WITH 1.5" AIR SPACE. 2" RAISED LEAK PROOF SILL. 2" VENT WITH FIRE BAFFLE AND CAP. GROUND CONNECTION. |  | 60 | 44 | 30 | 45.8333 | CF | EA |  |  |  | 320 | 566 2 | US | 1 |  | 0 | STND | 30 | AF | IN | IN | IN | LN | WD | HT | P |  |  | O | O | O | O
GS-07F-238AA | EG-S-23 | EAGLE MFG | REPLCMNT SCREEN FOR SS TYPE I CANS | EG-S-23 | REPLCMNT SCREEN FOR STAINLESS TYPE I CANS | SCREEN FOR STAINLESS TYPE I CANS. EAGLE PART # S-23. |  |  |  | 60 | 44 | 30 | 45.8333 | CF | EA |  |  |  | 4 | 566 2 | US | 1 |  | 0 | STND | 30 | AF | IN | IN | IN | LN | WD | HT | P |  |  | O | O | O | O
GS-07F-238AA | EG-S-33 | EAGLE MFG | REPLCMNT SCREEN FOR METAL WM CANS | EG-S-33 | REPLCMNT SCREEN FOR EAGLE METAL DISPOSAL CANS | SCREEN FOR METAL DISPOSAL CANS. EAGLE PART # S-33. |  |  |  | 12 | 12 | 36 | 3 | CF | EA |  |  |  | 5 | 566 2 | US | 1 |  | 0 | STND | 30 | AF | IN | IN | IN | LN | WD | HT | P |  |  | O | O | O | O
GS-07F-238AA | EG-S-37 | EAGLE MFG | REPLCMNT SCREEN FOR SS WM CANS | EG-S-37 | REPLCMNT SCREEN FOR EAGLE STAINLESS STEEL DISPOSAL CANS | SCREEN FOR STAINLESS DISPOSAL CANS. EAGLE PART # S-37. |  |  |  | 12 | 12 | 12 | 1 | CF | EA |  |  |  | 5 | 566 2 | US | 1 |  | 0 | STND | 30 | AF | IN | IN | IN | LN | WD | HT | P |  |  | O | O | O | O
GS-07F-238AA | EG-S-65 | EAGLE MFG | REPLCMNT SCREEN FOR EAGLE 1301 | EG-S-65 | REPLCMNT SCREEN FOR EG-1301 EAGLE OVAL LAB CAN | REPLACEMENT SCREEN FOR EG-1301 EAGLE OVAL LAB CAN. EAGLE PART # S-65. |  |  |  | 60 | 44 | 30 | 45.8333 | CF | EA |  |  |  | 2 | 566 2 | US | 1 |  | 0 | STND | 30 | AF | IN | IN | IN | LN | WD | HT | P |  |  | O | O | O | O
GS-07F-238AA | EG-S-69 | EAGLE MFG | REPLCMNT SCREEN FOR POLY WM CANS | EG-S-69 | REPLCMNT SCREEN FOR EAGLE POLY DISPOSAL CANS | SCREEN FOR POLY DISPOSAL CANS. EAGLE PART # S-69. |  |  |  | 60 | 44 | 30 | 45.8333 | CF | EA |  |  |  | 5 | 566 2 | US | 1 |  | 0 | STND | 30 | AF | IN | IN | IN | LN | WD | HT | P |  |  | O | O | O | O
GS-07F-238AA | EG-S-70 | EAGLE MFG | REPLCMNT SCREEN FOR POLY TYPE 1 CANS | EG-S-70 | REPLCMNT SCREEN FOR EAGLE POLY TYPE I & POLY LAB CANS | REPLACEMENT SCREEN FOR EAGLE POLY TYPE I & POLY LAB CANS. EAGLE PART # S-70. |  |  |  | 60 | 44 | 30 | 45.8333 | CF | EA |  |  |  | 2 | 566 2 | US | 1 |  | 0 | STND | 30 | AF | IN | IN | IN | LN | WD | HT | P |  |  | O | O | O | O
GS-07F-238AA | EG-U2-26-S | EAGLE MFG | TYPE II SAFETY CAN 2GAL EAGLE 7/8 SPOUT | EG-U2-26-S | TYPE II SAFETY CAN 2 GALLON EAGLE RED, 7/8" O.D. FLEXIBLE SPOUT | 2 GALLONS AFETY CAN WITH 7/8"H OSE. TYPE II SAFETY CANS BY EAGLE FEATURE TWO OPENINGS, ONE WITH A PRESSURE-RELIEF SPRING CLOSING LID FOR FILLING AND ONE WITH AN ACTUATED POUR VALVE WITH A FLEXIBLE METAL SPOUT FOR SAFER CONTROLLED DISPENSING. | SPOUT AND FLAME ARRESTORS IN BOTH OPENINGS ARE NON-SPARKING BRASS DESIGNED FOR FLASHBACK PROTECTION. | MEETS OSHA AND NFPA CODE 30 REQUIREMENTS. COMPLIANCE- OSHA 29 CFR 1910.106, 1925.152 AND NFPA CODE 30. EAGLE PART # U2-26-S SEE COMPATIBILITY CHART FOR EAGLE SAFETY CANS. |  | 60 | 44 | 30 | 45.8333 | CF | EA |  |  |  | 7 | 566 2 | US | 1 |  | 0 | STND | 30 | AF | IN | IN | IN | LN | WD | HT | P |  |  | O | O | O | O
GS-07F-238AA | EG-U2-26-SX5 | EAGLE MFG | TYPE II SAFETY CAN 2GAL EAGLE 5/8 SPOUT | EG-U2-26-SX5 | TYPE II SAFETY CAN 2 GALLON EAGLE RED, 5/8" O.D. FLEXIBLE SPOUT | 2 GALLONS AFETY CAN WITH 5/8"H OSE. TYPE II SAFETY CANS BY EAGLE FEATURE TWO OPENINGS, ONE WITH A PRESSURE-RELIEF SPRING CLOSING LID FOR FILLING AND ONE WITH AN ACTUATED POUR VALVE WITH A FLEXIBLE METAL SPOUT FOR SAFER CONTROLLED DISPENSING. | SPOUT AND FLAME ARRESTORS IN BOTH OPENINGS ARE NON-SPARKING BRASS DESIGNED FOR FLASHBACK PROTECTION. | MEETS OSHA AND NFPA CODE 30 REQUIREMENTS. COMPLIANCE: OSHA 29 CFR 1910.106, 1925.152 AND NFPA CODE 30. EAGLE PART # U2-26-SX5 SEE COMPATIBILITY CHART FOR EAGLE SAFETY CANS. |  | 12 | 12 | 12 | 1 | CF | EA |  |  |  | 7 | 540 16 | US | 1 |  | 0 | STND | 30 | AF | IN | IN | IN | LN | WD | HT | P |  |  | O | O | O | O
GS-07F-238AA | EG-U2-51-S | EAGLE MFG | TYPE II SAFETY CAN 5GAL EAGLE 7/8 SPOUT | EG-U2-51-S | TYPE II SAFETY CAN 5 GALLON EAGLE RED, 7/8" O.D. FLEXIBLE SPOUT | 5 GALLONS AFETY CAN WITH 7/8"H OSE. TYPE II SAFETY CANS BY EAGLE FEATURE TWO OPENINGS, ONE WITH A PRESSURE-RELIEF SPRING CLOSING LID FOR FILLING AND ONE WITH AN ACTUATED POUR VALVE WITH A FLEXIBLE METAL SPOUT FOR SAFER CONTROLLED DISPENSING. | SPOUT AND FLAME ARRESTORS IN BOTH OPENINGS ARE NON-SPARKING BRASS DESIGNED FOR FLASHBACK PROTECTION. | MEETS OSHA AND NFPA CODE 30 REQUIREMENTS. COMPLIANCE: OSHA 29 CFR 1910.106, 1925.152 AND NFPA CODE 30. EAGLE PART # U2-51-S SEE COMPATIBILITY CHART FOR EAGLE SAFETY CANS. |  | 12 | 12 | 20 | 1.6667 | CF | EA |  |  |  | 11 | 540 16 | US | 1 |  | 0 | STND | 30 | AF | IN | IN | IN | LN | WD | HT | P |  |  | O | O | O | O
GS-07F-238AA | EG-U2-51-SX5 | EAGLE MFG | TYPE II SAFETY CAN 5GAL EAGLE 5/8 SPOUT | EG-U2-51-SX5 | TYPE II SAFETY CAN 5 GALLON EAGLE RED, 5/8" O.D. FLEXIBLE SPOUT | 5 GALLONS AFETY CAN WITH 5/8"H OSE. TYPE II SAFETY CANS BY EAGLE FEATURE TWO OPENINGS, ONE WITH A PRESSURE-RELIEF SPRING CLOSING LID FOR FILLING AND ONE WITH AN ACTUATED POUR VALVE WITH A FLEXIBLE METAL SPOUT FOR SAFER CONTROLLED DISPENSING. | SPOUT AND FLAME ARRESTORS IN BOTH OPENINGS ARE NON-SPARKING BRASS DESIGNED FOR FLASHBACK PROTECTION. | MEETS OSHA AND NFPA CODE 30 REQUIREMENTS. COMPLIANCE: OSHA 29 CFR 1910.106, 1925.152 AND NFPA CODE 30. EAGLE PART # U2-51-SX5 SEE COMPATIBILITY CHART FOR EAGLE SAFETY CANS. |  | 12 | 12 | 12 | 1 | CF | EA |  |  |  | 11 | 540 16 | US | 1 |  | 0 | STND | 30 | AF | IN | IN | IN | LN | WD | HT | P |  |  | O | O | O | O
GS-07F-238AA | EG-UI-10-FS | EAGLE MFG | TYPE I SAFETY CAN 1GAL EAGLE, PE FUNNEL | EG-UI-10-FS | TYPE I SAFETY CAN 1 GALLON EAGLE METAL, POLY FUNNEL | 1 GALLON METAL TYPE I SAFETY CANS - WITH POLYETHYLENE FUNNEL. EAGLE GALVANIZED TYPE-I SAFETY CANS MEET OSHA AND NFPA CODE 30 REQUIREMENTS AND ARE UL AND ULC LISTED AND FM APPROVED FOR SAFE HANDLING AND STORAGE OF GASOLINE AND OTHER FLAMMABLE LIQUIDS. | EAGLE CANS FEATURE ENVIRONMENTALLY FRIENDLY LEAD FREE TECHNOLOGY, CONSTRUCTED OF 24-GAUGE HOT DIPPED GALVANIZED STEEL. OTHER MANUFACTURERS' SAFETY CANS USE LEAD COATED TERNE STEEL. COMPLIANCE: OSHA 29 CFR 1910.106, 1925.152 AND NFPA CODE 30. | UL, ULC AND FM APPROVED. EAGLE PART # UI-10-FS SEE COMPATIBILITY CHART FOR EAGLE SAFETY CANS. |  | 12 | 12 | 12 | 1 | CF | EA |  |  |  | 6 | 540 16 | US | 1 |  | 0 | STND | 30 | AF | IN | IN | IN | LN | WD | HT | P |  |  | O | O | O | O
GS-07F-238AA | EG-UI-10-S | EAGLE MFG | TYPE I SAFETY CAN 1GAL EAGLE METAL | EG-UI-10-S | TYPE I SAFETY CAN 1 GALLON EAGLE METAL | 1 GALLON METAL TYPE I SAFETY CANS. EAGLE GALVANIZED TYPE-I SAFETY CANS MEET OSHA AND NFPA CODE 30 REQUIREMENTS AND ARE UL AND ULC LISTED AND FM APPROVED FOR SAFE HANDLING AND STORAGE OF GASOLINE AND OTHER FLAMMABLE LIQUIDS. EAGLE CANS FEATURE ENVIRON | MENTALLY FRIENDLY LEAD FREE TECHNOLOGY, CONSTRUCTED OF 24-GAUGE HOT DIPPED GALVANIZED STEEL. OTHER MANUFACTURERS' SAFETY CANS USE LEAD COATED TERNE STEEL. COMPLIANCE: OSHA 29 CFR 1910.106, 1925.152 AND NFPA CODE 30. AVAILABLE IN BLUE FOR THE STORAGE | UL, ULC AND FM APPROVED. EAGLE PART # UI-10-S SEE COMPATIBILITY CHART FOR EAGLE SAFETY CANS. |  | 12 | 12 | 12 | 1 | CF | EA |  |  |  | 6 | 540 16 | US | 1 |  | 0 | STND | 30 | AF | IN | IN | IN | LN | WD | HT | P |  |  | O | O | O | O
GS-07F-238AA | EG-UI-20-FS | EAGLE MFG | TYPE I SAFETY CAN 2GAL EAGLE, PE FUNNEL | EG-UI-20-FS | TYPE I SAFETY CAN 2 GALLON EAGLE METAL, POLY FUNNEL | 2 GALLON METAL TYPE I SAFETY CANS - WITH POLYETHYLENE FUNNEL. EAGLE GALVANIZED TYPE-I SAFETY CANS MEET OSHA AND NFPA CODE 30 REQUIREMENTS AND ARE UL AND ULC LISTED AND FM APPROVED FOR SAFE HANDLING AND STORAGE OF GASOLINE AND OTHER FLAMMABLE LIQUIDS. | EAGLE CANS FEATURE ENVIRONMENTALLY FRIENDLY LEAD FREE TECHNOLOGY, CONSTRUCTED OF 24-GAUGE HOT DIPPED GALVANIZED STEEL. OTHER MANUFACTURERS' SAFETY CANS USE LEAD COATED TERNE STEEL. COMPLIANCE: OSHA 29 CFR 1910.106, 1925.152 AND NFPA CODE 30. AVAILABL | UL, ULC AND FM APPROVED. EAGLE PART # UI-20-FS SEE COMPATIBILITY CHART FOR EAGLE SAFETY CANS. |  | 12 | 12 | 12 | 1 | CF | EA |  |  |  | 9 | 540 16 | US | 1 |  | 0 | STND | 30 | AF | IN | IN | IN | LN | WD | HT | P |  |  | O | O | O | O
GS-07F-238AA | EG-UI-20-S | EAGLE MFG | TYPE I SAFETY CAN 2GAL EAGLE, METAL | EG-UI-20-S | TYPE I SAFETY CAN 2 GALLON EAGLE METAL | 2 GALLON METAL TYPE I SAFETY CANS. EAGLE GALVANIZED TYPE-I SAFETY CANS MEET OSHA AND NFPA CODE 30 REQUIREMENTS AND ARE UL AND ULC LISTED AND FM APPROVED FOR SAFE HANDLING AND STORAGE OF GASOLINE AND OTHER FLAMMABLE LIQUIDS. EAGLE CANS FEATURE ENVIRON | MENTALLY FRIENDLY LEAD FREE TECHNOLOGY, CONSTRUCTED OF 24-GAUGE HOT DIPPED GALVANIZED STEEL. OTHER MANUFACTURERS' SAFETY CANS USE LEAD COATED TERNE STEEL. COMPLIANCE: OSHA 29 CFR 1910.106, 1925.152 AND NFPA CODE 30. AVAILABLE IN BLUE FOR THE STORAGE | UL, ULC AND FM APPROVED. EAGLE PART # UI-20-S SEE COMPATIBILITY CHART FOR EAGLE SAFETY CANS. |  | 12 | 12 | 12 | 1 | CF | EA |  |  |  | 9 | 566 2 | US | 1 |  | 0 | STND | 30 | AF | IN | IN | IN | LN | WD | HT | P |  |  | O | O | O | O
GS-07F-238AA | EG-UI-2-S | EAGLE MFG | TYPE I SAFETY CAN 1QT EAGLE | EG-UI-2-S | TYPE I SAFETY CAN 1 QUART EAGLE METAL | 1 QUART METAL TYPE I SAFETY CANS. EAGLE GALVANIZED TYPE-I SAFETY CANS MEET OSHA AND NFPA CODE 30 REQUIREMENTS AND ARE UL AND ULC LISTED AND FM APPROVED FOR SAFE HANDLING AND STORAGE OF GASOLINE AND OTHER FLAMMABLE LIQUIDS. EAGLE CANS FEATURE ENVIRONM | ENTALLY FRIENDLY LEAD FREE TECHNOLOGY, CONSTRUCTED OF 24-GAUGE HOT DIPPED GALVANIZED STEEL. OTHER MANUFACTURERS' SAFETY CANS USE LEAD COATED TERNE STEEL. COMPLIANCE: OSHA 29 CFR 1910.106, 1925.152 AND NFPA CODE 30. AVAILABLE IN BLUE FOR THE STORAGE O | UL, ULC AND FM APPROVED. EAGLE PART # UI-2-S SEE COMPATIBILITY CHART FOR EAGLE SAFETY CANS. |  | 12 | 12 | 12 | 1 | CF | EA |  |  |  | 6 | 566 2 | US | 1 |  | 0 | STND | 30 | AF | IN | IN | IN | LN | WD | HT | P |  |  | O | O | O | O
GS-07F-238AA | EG-UI-4-S | EAGLE MFG | TYPE I SAFETY CAN 2QT EAGLE | EG-UI-4-S | TYPE I SAFETY CAN 2 QUART EAGLE METAL | 2 QUART METAL TYPE I SAFETY CANS. EAGLE GALVANIZED TYPE-I SAFETY CANS MEET OSHA AND NFPA CODE 30 REQUIREMENTS AND ARE UL AND ULC LISTED AND FM APPROVED FOR SAFE HANDLING AND STORAGE OF GASOLINE AND OTHER FLAMMABLE LIQUIDS. EAGLE CANS FEATURE ENVIRONM | ENTALLY FRIENDLY LEAD FREE TECHNOLOGY, CONSTRUCTED OF 24-GAUGE HOT DIPPED GALVANIZED STEEL. OTHER MANUFACTURERS' SAFETY CANS USE LEAD COATED TERNE STEEL. COMPLIANCE: OSHA 29 CFR 1910.106, 1925.152 AND NFPA CODE 30. AVAILABLE IN BLUE FOR THE STORAGE O | UL, ULC AND FM APPROVED. EAGLE PART # UI-4-S SEE COMPATIBILITY CHART FOR EAGLE SAFETY CANS. |  | 12 | 12 | 12 | 1 | CF | EA |  |  |  | 6 | 566 2 | US | 1 |  | 0 | STND | 30 | AF | IN | IN | IN | LN | WD | HT | P |  |  | O | O | O | O
GS-07F-238AA | EG-UI-50-FS | EAGLE MFG | TYPE I SAFETY CAN 5GAL EAGLE | EG-UI-50-FS | TYPE I SAFETY CAN 5 GALLON EAGLE METAL, POLY FUNNEL | 5 GALLON METAL TYPE I SAFETY CANS - WITH POLYETHYLENE FUNNEL. EAGLE GALVANIZED TYPE-I SAFETY CANS MEET OSHA AND NFPA CODE 30 REQUIREMENTS AND ARE UL AND ULC LISTED AND FM APPROVED FOR SAFE HANDLING AND STORAGE OF GASOLINE AND OTHER FLAMMABLE LIQUIDS. | EAGLE CANS FEATURE ENVIRONMENTALLY FRIENDLY LEAD FREE TECHNOLOGY, CONSTRUCTED OF 24-GAUGE HOT DIPPED GALVANIZED STEEL. OTHER MANUFACTURERS' SAFETY CANS USE LEAD COATED TERNE STEEL. COMPLIANCE: OSHA 29 CFR 1910.106, 1925.152 AND NFPA CODE 30. AVAILABL | UL, ULC AND FM APPROVED. EAGLE PART # UI-50-FS SEE COMPATIBILITY CHART FOR EAGLE SAFETY CANS. |  | 12 | 12 | 12 | 1 | CF | EA |  |  |  | 11 | 566 2 | US | 1 |  | 0 | STND | 30 | AF | IN | IN | IN | LN | WD | HT | P |  |  | O | O | O | O
GS-07F-238AA | EG-UI-50-S | EAGLE MFG | TYPE I SAFETY CAN 5GAL EAGLE, PE FUNNEL | EG-UI-50-S | TYPE I SAFETY CAN 5 GALLON EAGLE STEEL CONSTRUCTION | 5 GALLON METAL TYPE I SAFETY CANS. EAGLE GALVANIZED TYPE-I SAFETY CANS MEET OSHA AND NFPA CODE 30 REQUIREMENTS AND ARE UL AND ULC LISTED AND FM APPROVED FOR SAFE HANDLING AND STORAGE OF GASOLINE AND OTHER FLAMMABLE LIQUIDS. EAGLE CANS FEATURE ENVIRON | MENTALLY FRIENDLY LEAD FREE TECHNOLOGY, CONSTRUCTED OF 24-GAUGE HOT DIPPED GALVANIZED STEEL. OTHER MANUFACTURERS' SAFETY CANS USE LEAD COATED TERNE STEEL. COMPLIANCE: OSHA 29 CFR 1910.106, 1925.152 AND NFPA CODE 30. AVAILABLE IN BLUE FOR THE STORAGE | UL, ULC AND FM APPROVED. EAGLE PART # UI-50-S SEE COMPATIBILITY CHART FOR EAGLE SAFETY CANS. |  | 12 | 12 | 12 | 1 | CF | EA |  |  |  | 11 | 540 16 | US | 1 |  | 0 | STND | 30 | AF | IN | IN | IN | LN | WD | HT | P |  |  | O | O | O | O
GS-07F-238AA | EG-YPI-30 | EAGLE MFG | PAINT CABINET 40 GAL YELLOW 1DR SC | EG-YPI-30 | COMBUSTIBLE CABINET 40 GALLON EAGLE W/ 1 DOOR SELF-CLOSING YELLOW | COMBUSTIBLE CABINET, 40 GALLON EAGLE WITH 1 DOOR, SELF-CLOSE, THREE SHELVES, YELLOW. FM APPROVED CABINETS FOR SAFELY AND SECURELY STORING AND ORGANIZING PAINT AND INK CANS. THESE CABINETS INCLUDE ALL THE FEATURES OF OTHER EAGLE CABINETS AND ARE AVAIL | AVAILABLE IN RED AND YELLOW WITH ADDITIONAL SHELVES.CAPACITY IS BASED ON THE NUMBER OF 1 GALLON PAINT CONTAINERS THE CABINET WILL HOLD. GALVANIZED STEEL SHELVES, ADJUSTABLE ON 4.75" IN CENTERS, SUPPORT 350 POUNDS. GALVANIZED STEE | 2" RAISED LEAK PROOF SILL VENT WITH FIRE BAFFLE AND CAP, GROUND CONNECTION. MEETS OSHA AND NFPA CODE 30 SPECIFICATIONS. |  | 12 | 12 | 12 | 1 | CF | EA |  |  |  | 249 | 540 16 | US | 1 |  | 0 | STND | 30 | AF | IN | IN | IN | LN | WD | HT | P |  |  | O | O | O | O
GS-07F-238AA | EG-YPI-3010 | EAGLE MFG | PAINT CABINET 40 GAL YELLOW 2DR SC | EG-YPI-3010 | COMBUSTIBLE CABINET 40 GALLON EAGLE W/ 2 DOOR SELF-CLOSING YELLOW | COMBUSTIBLE CABINET, 40 GALLON EAGLE WITH 2 DOORS, SELF-CLOSE, THREE SHELVES, YELLOW. FM APPROVED CABINETS FOR SAFELY AND SECURELY STORING AND ORGANIZING PAINT AND INK CANS. THESE CABINETS INCLUDE ALL THE FEATURES OF OTHER EAGLE CABINETS AND ARE AVAI | AVAILABLE IN RED AND YELLOW WITH ADDITIONAL SHELVES.CAPACITY IS BASED ON THE NUMBER OF 1 GALLON PAINT CONTAINERS THE CABINET WILL HOLD. GALVANIZED STEEL SHELVES, ADJUSTABLE ON 4.75" IN CENTERS, SUPPORT 350 POUNDS. GALVANIZED STE | 2" RAISED LEAK PROOF SILL VENT WITH FIRE BAFFLE AND CAP, GROUND CONNECTION. MEETS OSHA AND NFPA CODE 30 SPECIFICATIONS. |  | 12 | 12 | 12 | 1 | CF | EA |  |  |  | 253 | 540 16 | US | 1 |  | 0 | STND | 30 | AF | IN | IN | IN | LN | WD | HT | P |  |  | O | O | O | O
GS-07F-238AA | EG-YPI-32 | EAGLE MFG | PAINT CABINET 40 GAL YELLOW 2DR MAN | EG-YPI-32 | COMBUSTIBLE CABINET 40 GALLON EAGLE W/ 2 DOOR MANUAL CLOSE YELLOW | COMBUSTIBLE CABINET, 40 GALLON EAGLE WITH 2 DOORS, MANUAL CLOSE, THREE SHELVES, YELLOW. FM APPROVED CABINETS FOR SAFELY AND SECURELY STORING AND ORGANIZING PAINT AND INK CANS. THESE CABINETS INCLUDE ALL THE FEATURES OF OTHER EAGLE CABINETS AND ARE AV | AVAILABLE IN RED AND YELLOW WITH ADDITIONAL SHELVES.CAPACITY IS BASED ON THE NUMBER OF 1 GALLON PAINT CONTAINERS THE CABINET WILL HOLD. GALVANIZED STEEL SHELVES, ADJUSTABLE ON 4.75" IN CENTERS, SUPPORT 350 POUNDS. GALVANIZED S | 2" RAISED LEAK PROOF SILL VENT WITH FIRE BAFFLE AND CAP, GROUND CONNECTION. MEETS OSHA AND NFPA CODE 30 SPECIFICATIONS. |  | 12 | 12 | 12 | 1 | CF | EA |  |  |  | 243 | 540 16 | US | 1 |  | 0 | STND | 30 | AF | IN | IN | IN | LN | WD | HT | P |  |  | O | O | O | O
GS-07F-238AA | EG-YPI-45 | EAGLE MFG | PAINT CABINET 60 GAL YELLOW 1DR SC | EG-YPI-45 | COMBUSTIBLE CABINET 60 GALLON EAGLE W/ 1 DOOR SELF-CLOSING YELLOW | COMBUSTIBLE CABINET, 60 GALLON EAGLE WITH 1 DOOR, SELF-CLOSE, FIVE SHELVES, YELLOW. FM APPROVED CABINETS FOR SAFELY AND SECURELY STORING AND ORGANIZING PAINT AND INK CANS. THESE CABINETS INCLUDE ALL THE FEATURES OF OTHER EAGLE CABINETS AND ARE AVAILA | AVAILABLE IN RED AND YELLOW WITH ADDITIONAL SHELVES.CAPACITY IS BASED ON THE NUMBER OF 1 GALLON PAINT CONTAINERS THE CABINET WILL HOLD. GALVANIZED STEEL SHELVES, ADJUSTABLE ON 4.75" IN CENTERS, SUPPORT 350 POUNDS. GALVANIZED STEEL | 2" RAISED LEAK PROOF SILL VENT WITH FIRE BAFFLE AND CAP, GROUND CONNECTION. MEETS OSHA AND NFPA CODE 30 SPECIFICATIONS. |  | 12 | 12 | 12 | 1 | CF | EA |  |  |  | 347 | 540 16 | US | 1 |  | 0 | STND | 30 | AF | IN | IN | IN | LN | WD | HT | P |  |  | O | O | O | O
GS-07F-238AA | EG-YPI-4510 | EAGLE MFG | PAINT CABINET 60 GAL YELLOW 2DR SC | EG-YPI-4510 | COMBUSTIBLE CABINET 60 GALLON EAGLE W/ 2 DOOR SELF-CLOSING YELLOW | COMBUSTIBLE CABINET, 60 GALLON EAGLE WITH 2 DOORS, SELF-CLOSE, FIVE SHELVES, YELLOW. FM APPROVED CABINETS FOR SAFELY AND SECURELY STORING AND ORGANIZING PAINT AND INK CANS. THESE CABINETS INCLUDE ALL THE FEATURES OF OTHER EAGLE CABINETS AND ARE AVAIL | AVAILABLE IN RED AND YELLOW WITH ADDITIONAL SHELVES.CAPACITY IS BASED ON THE NUMBER OF 1 GALLON PAINT CONTAINERS THE CABINET WILL HOLD. GALVANIZED STEEL SHELVES, ADJUSTABLE ON 4.75" IN CENTERS, SUPPORT 350 POUNDS. GALVANIZED STEE | 2" RAISED LEAK PROOF SILL VENT WITH FIRE BAFFLE AND CAP, GROUND CONNECTION. MEETS OSHA AND NFPA CODE 30 SPECIFICATIONS. |  | 12 | 12 | 12 | 1 | CF | EA |  |  |  | 351 | 540 16 | US | 1 |  | 0 | STND | 30 | AF | IN | IN | IN | LN | WD | HT | P |  |  | O | O | O | O
GS-07F-238AA | EG-YPI-47 | EAGLE MFG | PAINT CABINET 60 GAL YELLOW 2DR MAN | EG-YPI-47 | COMBUSTIBLE CABINET 60 GALLON EAGLE W/ 2 DOOR MANUAL CLOSE YELLOW | COMBUSTIBLE CABINET, 60 GALLON EAGLE WITH 2 DOORS, MANUAL CLOSE, FIVE SHELVES, YELLOW. FM APPROVED CABINETS FOR SAFELY AND SECURELY STORING AND ORGANIZING PAINT AND INK CANS. THESE CABINETS INCLUDE ALL THE FEATURES OF OTHER EAGLE CABINETS AND ARE AVA | AVAILABLE IN RED AND YELLOW WITH ADDITIONAL SHELVES.CAPACITY IS BASED ON THE NUMBER OF 1 GALLON PAINT CONTAINERS THE CABINET WILL HOLD. GALVANIZED STEEL SHELVES, ADJUSTABLE ON 4.75" IN CENTERS, SUPPORT 350 POUNDS. GALVANIZED ST | 2" RAISED LEAK PROOF SILL VENT WITH FIRE BAFFLE AND CAP, GROUND CONNECTION. MEETS OSHA AND NFPA CODE 30 SPECIFICATIONS. |  | 12 | 12 | 12 | 1 | CF | EA |  |  |  | 341 | 540 16 | US | 1 |  | 0 | STND | 30 | AF | IN | IN | IN | LN | WD | HT | P |  |  | O | O | O | O
GS-07F-238AA | EG-YPI-6010 | EAGLE MFG | PAINT CABINET 96 GAL YELLOW 2DR SC | EG-YPI-6010 | COMBUSTIBLE CABINET 96 GALLON EAGLE W/ 2 DOOR SELF-CLOSING YELLOW | COMBUSTIBLE CABINET, 96 GALLON EAGLE WITH 2 DOORS, SELF-CLOSE, FIVE SHELVES, YELLOW. FM APPROVED CABINETS FOR SAFELY AND SECURELY STORING AND ORGANIZING PAINT AND INK CANS. THESE CABINETS INCLUDE ALL THE FEATURES OF OTHER EAGLE CABINETS AND ARE AVAIL | AVAILABLE IN RED AND YELLOW WITH ADDITIONAL SHELVES.CAPACITY IS BASED ON THE NUMBER OF 1 GALLON PAINT CONTAINERS THE CABINET WILL HOLD. GALVANIZED STEEL SHELVES, ADJUSTABLE ON 4.75" IN CENTERS, SUPPORT 350 POUNDS. GALVANIZED STEE | 2" RAISED LEAK PROOF SILL VENT WITH FIRE BAFFLE AND CAP, GROUND CONNECTION. MEETS OSHA AND NFPA CODE 30 SPECIFICATIONS. |  | 12 | 12 | 12 | 1 | CF | EA |  |  |  | 374 | 540 16 | US | 1 |  | 0 | STND | 30 | AF | IN | IN | IN | LN | WD | HT | P |  |  | O | O | O | O
GS-07F-238AA | EG-YPI-62 | EAGLE MFG | PAINT CABINET 96 GAL YELLOW 2DR MAN | EG-YPI-62 | COMBUSTIBLE CABINET 96 GALLON EAGLE W/ 2 DOOR MANUAL CLOSE YELLOW | COMBUSTIBLE CABINET, 96 GALLON EAGLE WITH 2 DOORS, MANUAL CLOSE, FIVE SHELVES, YELLOW. FM APPROVED CABINETS FOR SAFELY AND SECURELY STORING AND ORGANIZING PAINT AND INK CANS. THESE CABINETS INCLUDE ALL THE FEATURES OF OTHER EAGLE CABINETS AND ARE AVA | AVAILABLE IN RED AND YELLOW WITH ADDITIONAL SHELVES.CAPACITY IS BASED ON THE NUMBER OF 1 GALLON PAINT CONTAINERS THE CABINET WILL HOLD. GALVANIZED STEEL SHELVES, ADJUSTABLE ON 4.75" IN CENTERS, SUPPORT 350 POUNDS. GALVANIZED ST | 2" RAISED LEAK PROOF SILL VENT WITH FIRE BAFFLE AND CAP, GROUND CONNECTION. MEETS OSHA AND NFPA CODE 30 SPECIFICATIONS. |  | 12 | 12 | 12 | 1 | CF | EA |  |  |  | 364 | 540 16 | US | 1 |  | 0 | STND | 30 | AF | IN | IN | IN | LN | WD | HT | P |  |  | O | O | O | O
GS-07F-238AA | EG-YPI-77 | EAGLE MFG | PAINT CABINET 30 GAL YELLOW 2DR MAN | EG-YPI-77 | COMBUSTIBLE CABINET 30 GALLON EAGLE W/ 2 DOOR MANUAL CLOSE YELLOW | COMBUSTIBLE CABINET, 30 GALLON EAGLE WITH 2 DOORS, MANUAL CLOSE, FIVE SHELVES, YELLOW. FM APPROVED CABINETS FOR SAFELY AND SECURELY STORING AND ORGANIZING PAINT AND INK CANS. THESE CABINETS INCLUDE ALL THE FEATURES OF OTHER EAGLE CABINETS AND ARE AVA | AVAILABLE IN RED AND YELLOW WITH ADDITIONAL SHELVES.CAPACITY IS BASED ON THE NUMBER OF 1 GALLON PAINT CONTAINERS THE CABINET WILL HOLD. GALVANIZED STEEL SHELVES, ADJUSTABLE ON 4.75" IN CENTERS, SUPPORT 350 POUNDS. GALVANIZED ST | 2" RAISED LEAK PROOF SILL VENT WITH FIRE BAFFLE AND CAP, GROUND CONNECTION. MEETS OSHA AND NFPA CODE 30 SPECIFICATIONS. |  | 12 | 12 | 12 | 1 | CF | EA |  |  |  | 290 | 540 16 | US | 1 |  | 0 | STND | 30 | AF | IN | IN | IN | LN | WD | HT | P |  |  | O | O | O | O
GS-07F-238AA | EG-YPI-7710 | EAGLE MFG | PAINT CABINET 30 GAL YELLOW 2DR SC | EG-YPI-7710 | COMBUSTIBLE CABINET 30 GALLON EAGLE W/ 2 DOOR SELF-CLOSING YELLOW | COMBUSTIBLE CABINET, 30 GALLON EAGLE WITH 2 DOORS, SELF-CLOSE, FIVE SHELVES, YELLOW. FM APPROVED CABINETS FOR SAFELY AND SECURELY STORING AND ORGANIZING PAINT AND INK CANS. THESE CABINETS INCLUDE ALL THE FEATURES OF OTHER EAGLE CABINETS AND ARE AVAIL | AVAILABLE IN RED AND YELLOW WITH ADDITIONAL SHELVES.CAPACITY IS BASED ON THE NUMBER OF 1 GALLON PAINT CONTAINERS THE CABINET WILL HOLD. GALVANIZED STEEL SHELVES, ADJUSTABLE ON 4.75" IN CENTERS, SUPPORT 350 POUNDS. GALVANIZED STEE | 2" RAISED LEAK PROOF SILL VENT WITH FIRE BAFFLE AND CAP, GROUND CONNECTION. MEETS OSHA AND NFPA CODE 30 SPECIFICATIONS. |  | 12 | 12 | 12 | 1 | CF | EA |  |  |  | 300 | 540 16 | US | 1 |  | 0 | STND | 30 | AF | IN | IN | IN | LN | WD | HT | P |  |  | O | O | O | O
GS-07F-238AA | GL-4400BE | GLARO | DELUXE SMOKER POST 3.5X8 WALL MT BRASS | GL-4400BE | DELUXE CIGARETTE SMOKER POST 3.5" X8"WALL MOUNTED SATIN BRASS | SMALL DELUXE WALL MOUNT CIGARETTE CONTAINER, 3.5 X8, SATIN BRASS MODELS CANNOT TARNISH AND NEVER NEED POLISHING FOR INDOOR/OUTDOOR USE. THE ORIGINAL SMOKERS POST! GLARO HAS BEEN MANUFACTURING FINE CIGARETTE RECEPTACLES SINCE 1947. COMPLETELY WEATHER | COMPLETELY WEATHERPROOF, WINDPROOF AND FIREPROOF, THIS COLLECTION OF SOLID 1/8 THICK SEAMLESS ALUMINUM ASH RECEPTACLES IS EASY TO EMPTY DUE TO A SMARTLY DESIGNED SECURITY LOCKING SYSTEM. | CONCEAL ODORS AND PREVENT THE WIND FROM BLOWING ASH AND DEBRIS. ALL MODELS HAVE AN INTERNAL CIGARETTE SNUFFER PANEL TO EXTINGUISH CIGARETTES AND CIGARS |  | 12 | 12 | 12 | 1 | CF | EA |  |  |  | 5.7 | 540 16 | US | 1 |  | 0 | STND | 30 | AF | IN | IN | IN | LN | WD | HT | P |  |  | O | O | O | O
GS-07F-238AA | GL-4400SA | GLARO | DELUXE SMOKER POST 3.5X8 WALL MT ALUM | GL-4400SA | DELUXE CIGARETTE SMOKER POST 3.5" X8"WALL MOUNTED SATIN ALUMINUM | SMALL DELUXE WALL MOUNT CIGARETTE CONTAINER, 3.5 X8, SLEEK SATIN ALUMINUM METAL FINISH, POLISHED WITH A HIGH TEMPERATURE CLEAR BAKE POWDER COATING FOR INDOOR/OUTDOOR USE. THE ORIGINAL SMOKERS POST | COMPLETELY WEATHERPROOF, WINDPROOF AND FIREPROOF, THIS COLLECTION OF SOLID 1/8 THICK SEAMLESS ALUMINUM ASH RECEPTACLES IS EASY TO EMPTY DUE TO A SMARTLY DESIGNED SECURITY LOCKING SYSTEM. | LETE WITH ALL MOUNTING HARDWARE. THEY CONCEAL ODORS AND PREVENT THE WIND FROM BLOWING ASH AND DEBRIS. ALL MODELS HAVE AN INTERNAL CIGARETTE SNUFFER PANEL TO EXTINGUISH CIGARETTES AND CIGARS |  | 12 | 12 | 12 | 1 | CF | EA |  |  |  | 5.7 | 540 16 | US | 1 |  | 0 | STND | 30 | AF | IN | IN | IN | LN | WD | HT | P |  |  | O | O | O | O
GS-07F-238AA | GL-4401BE | GLARO | DELUXE SMOKER POST 3.5X12 WALL MT BRASS | GL-4401BE | DELUXE CIGARETTE SMOKER POST 3.5" X12"WALL MOUNTED SATIN BRASS | MEDIUM DELUXE WALL MOUNT CIGARETTE CONTAINER, 3.5 X12, SATIN BRASS MODELS CANNOT TARNISH AND NEVER NEED POLISHING FOR INDOOR/OUTDOOR USE. THE ORIGINAL SMOKERS POST! GLARO HAS BEEN MANUFACTURING FINE CIGARETTE RECEPTACLES SINCE 1947. COMPLETELY WEATH | COMPLETELY WEATHERPROOF, WINDPROOF AND FIREPROOF, THIS COLLECTION OF SOLID 1/8 THICK SEAMLESS ALUMINUM ASH RECEPTACLES IS EASY TO EMPTY DUE TO A SMARTLY DESIGNED SECURITY LOCKING SYSTEM. | H ALL MOUNTING HARDWARE. THEY CONCEAL ODORS AND PREVENT THE WIND FROM BLOWING ASH AND DEBRIS. ALL MODELS HAVE AN INTERNAL CIGARETTE SNUFFER PANEL TO EXTINGUISH CIGARETTES AND CIGARS. DELUXE SMOKERS POST CIGARETTE RECEPTACLES PRESENT A SLEEK AND STYL |  | 12 | 12 | 12 | 1 | CF | EA |  |  |  | 5.7 | 540 16 | US | 1 |  | 0 | STND | 30 | AF | IN | IN | IN | LN | WD | HT | P |  |  | O | O | O | O
GS-07F-238AA | GL-4401SA | GLARO | DELUXE SMOKER POST 3.5X12 WALL MT ALUM | GL-4401SA | DELUXE CIGARETTE SMOKER POST 3.5" X12"WALL MOUNTED SATIN ALUMINUM | MEDIUM DELUXE WALL MOUNT CIGARETTE CONTAINER, 3.5 X12, SLEEK SATIN ALUMINUM METAL FINISH, POLISHED WITH A HIGH TEMPERATURE CLEAR BAKE POWDER COATING FOR INDOOR/OUTDOOR USE. THE ORIGINAL SMOKERS POST | COMPLETELY WEATHERPROOF, WINDPROOF AND FIREPROOF, THIS COLLECTION OF SOLID 1/8 THICK SEAMLESS ALUMINUM ASH RECEPTACLES IS EASY TO EMPTY DUE TO A SMARTLY DESIGNED SECURITY LOCKING SYSTEM. | WALL MOUNT MODELS ARE COMPLETE WITH ALL MOUNTING HARDWARE. THEY CONCEAL ODORS AND PREVENT THE WIND FROM BLOWING ASH AND DEBRIS. ALL MODELS HAVE AN INTERNAL CIGARETTE SNUFFER PANEL TO EXTINGUISH CIGARETTES AND CIGARS. DELUXE SMOKERS POST CIGARETTE RE |  | 12 | 12 | 12 | 1 | CF | EA |  |  |  | 5.7 | 540 16 | US | 1 |  | 0 | STND | 30 | AF | IN | IN | IN | LN | WD | HT | P |  |  | O | O | O | O
GS-07F-238AA | GL-4402BE | GLARO | DELUXE SMOKER POST 3.5X24 WALL MT BRASS | GL-4402BE | DELUXE CIGARETTE SMOKER POST 3.5" X24"WALL MOUNTED SATIN BRASS | LARGE DELUXE WALL MOUNT CIGARETTE CONTAINER, 3.5 X24, SATIN BRASS MODELS CANNOT TARNISH AND NEVER NEED POLISHING FOR INDOOR/OUTDOOR USE. THE ORIGINAL SMOKERS POST! GLARO HAS BEEN MANUFACTURING FINE CIGARETTE RECEPTACLES SINCE 1947. COMPLETELY WEATHE | COMPLETELY WEATHERPROOF, WINDPROOF AND FIREPROOF, THIS COLLECTION OF SOLID 1/8 THICK SEAMLESS ALUMINUM ASH RECEPTACLES IS EASY TO EMPTY DUE TO A SMARTLY DESIGNED SECURITY LOCKING SYSTEM. | ALL MOUNTING HARDWARE. THEY CONCEAL ODORS AND PREVENT THE WIND FROM BLOWING ASH AND DEBRIS. ALL MODELS HAVE AN INTERNAL CIGARETTE SNUFFER PANEL TO EXTINGUISH CIGARETTES AND CIGARS. DELUXE SMOKERS POST CIGARETTE RECEPTACLES PRESENT A SLEEK AND STYLIS |  | 12 | 12 | 12 | 1 | CF | EA |  |  |  | 6.8 | 566 2 | US | 1 |  | 0 | STND | 30 | AF | IN | IN | IN | LN | WD | HT | P |  |  | O | O | O | O
GS-07F-238AA | GL-4402SA | GLARO | DELUXE SMOKER POST 3.5X24 WALL MT ALUM | GL-4402SA | DELUXE CIGARETTE SMOKER POST 3.5" X24"WALL MOUNTED SATIN ALUMINUM | LARGE DELUXE WALL MOUNT CIGARETTE CONTAINER, 3.5 X24, SLEEK SATIN ALUMINUM METAL FINISH, POLISHED WITH A HIGH TEMPERATURE CLEAR BAKE POWDER COATING FOR INDOOR/OUTDOOR USE. THE ORIGINAL SMOKERS POST | COMPLETELY WEATHERPROOF, WINDPROOF AND FIREPROOF, THIS COLLECTION OF SOLID 1/8 THICK SEAMLESS ALUMINUM ASH RECEPTACLES IS EASY TO EMPTY DUE TO A SMARTLY DESIGNED SECURITY LOCKING SYSTEM. | WALL MOUNT MODELS ARE COMPLETE WITH ALL MOUNTING HARDWARE. THEY CONCEAL ODORS AND PREVENT THE WIND FROM BLOWING ASH AND DEBRIS. ALL MODELS HAVE AN INTERNAL CIGARETTE SNUFFER PANEL TO EXTINGUISH CIGARETTES AND CIGARS. DELUXE SMOKERS POST CIGARETTE RE |  | 12 | 12 | 12 | 1 | CF | EA |  |  |  | 6.8 | 566 2 | US | 1 |  | 0 | STND | 30 | AF | IN | IN | IN | LN | WD | HT | P |  |  | O | O | O | O
GS-07F-238AA | GL-4403BE | GLARO | DELUXE SMOKER POST 3.5X42 FLR STND BRASS | GL-4403BE | DELUXE CIGARETTE SMOKER POST 3.5" X42' FLOOR STANDING SATIN BRASS | FLOOR STANDING DELUXE CIGARETTE RECEPTACLE, 3.5 DIAMETERX42 H,SATIN BRASS MODELS CANNOT TARNISH AND NEVER NEED POLISHING FOR INDOOR/OUTDOOR USE. THE ORIGINAL SMOKERS POST! GLARO HAS BEEN MANUFACTURING FINE CIGARETTE RECEPTACLES SINCE 1947. COMPLETE | COMPLETELY WEATHERPROOF, WINDPROOF AND FIREPROOF, THIS COLLECTION OF SOLID 1/8 THICK SEAMLESS ALUMINUM ASH RECEPTACLES HAS A LARGE CAPACITY AND IS EASY TO EMPTY DUE TO A SMARTLY DESIGNED SECURITY LOCKING SYSTEM. | LETE WITH ALL MOUNTING HARDWARE. THEY CONCEAL ODORS AND PREVENT THE WIND FROM BLOWING ASH AND DEBRIS. ALL MODELS HAVE AN INTERNAL CIGARETTE SNUFFER PANEL TO EXTINGUISH CIGARETTES AND CIGARS. DELUXE SMOKERS POST CIGARETTE RECEPTACLES PRESENT A SLEEK |  | 24 | 24 | 24 | 8 | CF | EA |  |  |  | 35 | 566 2 | US | 1 |  | 0 | STND | 30 | AF | IN | IN | IN | LN | WD | HT | P |  |  | O | O | O | O
GS-07F-238AA | GL-4403SA | GLARO | DELUXE SMOKER POST 3.5X42 FLR STND ALUM | GL-4403SA | DELUXE CIGARETTE SMOKER POST 3.5" X42' FLOOR STANDING SATIN ALUMINUM | FLOOR STANDING DELUXE CIGARETTE RECEPTACLE, 3.5 DIAMETERX42 H, SLEEK SATIN ALUMINUM METAL FINISH, POLISHED WITH A HIGH TEMPERATURE CLEAR BAKE POWDER COATING FOR INDOOR/OUTDOOR USE. THE ORIGINAL SMOKERS POST | COMPLETELY WEATHERPROOF, WINDPROOF AND FIREPROOF, THIS COLLECTION OF SOLID 1/8 THICK SEAMLESS ALUMINUM ASH RECEPTACLES HAS A LARGE CAPACITY AND IS EASY TO EMPTY DUE TO A SMARTLY DESIGNED SECURITY LOCKING SYSTEM. | MOUNT AND WALL MOUNT MODELS ARE COMPLETE WITH ALL MOUNTING HARDWARE. THEY CONCEAL ODORS AND PREVENT THE WIND FROM BLOWING ASH AND DEBRIS. ALL MODELS HAVE AN INTERNAL CIGARETTE SNUFFER PANEL TO EXTINGUISH CIGARETTES AND CIGARS. DELUXE SMOKERS POST CI |  | 12 | 40 | 40 | 11.1111 | CF | EA |  |  |  | 35 | 566 2 | US | 1 |  | 0 | STND | 30 | AF | IN | IN | IN | LN | WD | HT | P |  |  | O | O | O | O
GS-07F-238AA | GL-4404BE | GLARO | DELUXE SMOKER POST 3.5X42 MOUNT BRASS | GL-4404BE | DELUXE CIGARETTE SMOKER POST 3.5" X42" IN-GROUND SATIN BRASS | IN-GROUND DELUXE CIGARETTE RECEPTACLE, 3.5 DIAMETERX42 H, SATIN BRASS MODELS CANNOT TARNISH AND NEVER NEED POLISHING FOR INDOOR/OUTDOOR USE. THE ORIGINAL SMOKERS POST! GLARO HAS BEEN MANUFACTURING FINE CIGARETTE RECEPTACLES SINCE 1947. COMPLETELY W | COMPLETELY WEATHERPROOF, WINDPROOF AND FIREPROOF, THIS COLLECTION OF SOLID 1/8 THICK SEAMLESS ALUMINUM ASH RECEPTACLES HAS A LARGE CAPACITY AND IS EASY TO EMPTY DUE TO A SMARTLY DESIGNED SECURITY LOCKING SYSTEM. | UNTING HARDWARE. THEY CONCEAL ODORS AND PREVENT THE WIND FROM BLOWING ASH AND DEBRIS. ALL MODELS HAVE AN INTERNAL CIGARETTE SNUFFER PANEL TO EXTINGUISH CIGARETTES AND CIGARS. DELUXE SMOKERS POST CIGARETTE RECEPTACLES PRESENT A SLEEK AND STYLISH SOPH |  | 12 | 40 | 44 | 12.2222 | CF | EA |  |  |  | 13.6 | 566 2 | US | 1 |  | 0 | STND | 30 | AF | IN | IN | IN | LN | WD | HT | P |  |  | O | O | O | O
GS-07F-238AA | GL-4404SA | GLARO | DELUXE SMOKER POST 3.5X42 MOUNT ALUM | GL-4404SA | DELUXE CIGARETTE SMOKER POST 3.5" X42" IN-GROUND SATIN ALUMINUM | IN-GROUND DELUXE CIGARETTE RECEPTACLE, 3.5 DIAMETERX42 H, SLEEK SATIN ALUMINUM METAL FINISH, POLISHED WITH A HIGH TEMPERATURE CLEAR BAKE POWDER COATING FOR INDOOR/OUTDOOR USE. THE ORIGINAL SMOKERS POST | COMPLETELY WEATHERPROOF, WINDPROOF AND FIREPROOF, THIS COLLECTION OF SOLID 1/8 THICK SEAMLESS ALUMINUM ASH RECEPTACLES HAS A LARGE CAPACITY AND IS EASY TO EMPTY DUE TO A SMARTLY DESIGNED SECURITY LOCKING SYSTEM. | ALL MODELS ARE COMPLETE WITH ALL MOUNTING HARDWARE. THEY CONCEAL ODORS AND PREVENT THE WIND FROM BLOWING ASH AND DEBRIS. ALL MODELS HAVE AN INTERNAL CIGARETTE SNUFFER PANEL TO EXTINGUISH CIGARETTES AND CIGARS. DELUXE SMOKERS POST CIGARETTE RECEPTACL |  | 12 | 12 | 44 | 3.6667 | CF | EA |  |  |  | 13.6 | 566 2 | US | 1 |  | 0 | STND | 30 | AF | IN | IN | IN | LN | WD | HT | P |  |  | O | O | O | O
GS-07F-238AA | GL-4405BE | GLARO | DELUXE SMOKER POST 3.5X8 TABLETOP BRASS | GL-4405BE | DELUXE CIGARETTE SMOKER POST 3.5" X8" TABLE TOP SATIN BRASS | TABLE TOP DELUXE CIGARETTE RECEPTACLE, 3.5 DIAMETERX8 H, SATIN BRASS MODELS CANNOT TARNISH AND NEVER NEED POLISHING FOR INDOOR/OUTDOOR USE. GLARO HAS BEEN MANUFACTURING FINE CIGARETTE RECEPTACLES SINCE 1947. THESE TABLE-TOP ASH URNS ARE IDEAL FOR C | COMPLETELY WEATHERPROOF, WINDPROOF AND FIREPROOF, THIS COLLECTION OF SOLID 1/8 THICK SEAMLESS ALUMINUM ASH RECEPTACLES HAS A LARGE CAPACITY AND IS EASY TO EMPTY DUE TO A SMARTLY DESIGNED SECURITY LOCKING SYSTEM. | ALL MODELS HAVE AN INTERNAL CIGARETTE SNUFFER PANEL TO EXTINGUISH CIGARETTES AND CIGARS. DELUXE SMOKERS POST CIGARETTE RECEPTACLES PRESENT A SLEEK AND STYLISH SOPHISTICATED DESIGN TO SATISFY THE TASTES OF THE LEADING ARCHITECTS AND DESIGNERS. THIS S |  | 12 | 12 | 44 | 3.6667 | CF | EA |  |  |  | 5.7 | 566 2 | US | 1 |  | 0 | STND | 30 | AF | IN | IN | IN | LN | WD | HT | P |  |  | O | O | O | O
GS-07F-238AA | GL-4405SA | GLARO | DELUXE SMOKER POST 3.5X8 TABLETOP ALUM | GL-4405SA | DELUXE CIGARETTE SMOKER POST 3.5" X8" TABLE TOP SATIN ALUMINUM | TABLE TOP DELUXE CIGARETTE RECEPTACLE, 3.5 DIAMETERX8 H, SLEEK SATIN ALUMINUM METAL FINISH, POLISHED WITH A HIGH TEMPERATURE CLEAR BAKE POWDER COATING FOR INDOOR/OUTDOOR USE. GLARO HAS BEEN MANUFACTURING FINE CIGARETTE RECEPTACLES SINCE 1947. THESE | COMPLETELY WEATHERPROOF, WINDPROOF AND FIREPROOF, THIS COLLECTION OF SOLID 1/8 THICK SEAMLESS ALUMINUM ASH RECEPTACLES HAS A LARGE CAPACITY AND IS EASY TO EMPTY DUE TO A SMARTLY DESIGNED SECURITY LOCKING SYSTEM. | DESIGNED SECURITY LOCKING SYSTEM. ALL MODELS HAVE AN INTERNAL CIGARETTE SNUFFER PANEL TO EXTINGUISH CIGARETTES AND CIGARS. DELUXE SMOKERS POST CIGARETTE RECEPTACLES PRESENT A SLEEK AND STYLISH SOPHISTICATED DESIGN TO SATISFY THE TASTES OF THE LEADIN |  | 12 | 12 | 44 | 3.6667 | CF | EA |  |  |  | 5.7 | 566 2 | US | 1 |  | 0 | STND | 30 | AF | IN | IN | IN | LN | WD | HT | P |  |  | O | O | O | O
GS-07F-238AA | GL-F203SA | GLARO | CIGARETTE CAN WALL MOUNT, 6' F TOP ALUM | GL-F203SA | CIGARETTE CAN WALL MOUNTED, FUNNEL TOP 4.5" X6" SATIN ALUMINUM | WALL MOUNT FUNNEL TOP CIGARETTE DISPOSAL RECEPTACLE, 4.5"D X6"H IN SATIN ALUMINUM. KEEP YOUR PLACE OF BUSINESS FROM BEING LITTERED WITH UNSIGHTLY CIGARETTE BUTT LITTER BY ADDING THIS EXTREMELY DURABLE ASHES URN. | FEATURES A FLIP UP COVER AND ALL RUSTPROOF ALUMINUM CRAFTSMANSHIP. IT IS AVAILABLE IN A STYLISH SATIN FINISH THAT CAN WITHSTAND YEARS OF HEAVY USE AND COORDINATE WITH ANY DECOR. IT EASILY MOUNTS TO ANY WALL AND IS DESIGNED FOR INDOOR OR OUTDOORS. | THE LUMINOUS SATIN ALUMINUM METAL FINISH WILL REMAIN CLEAN AND GLEAMING EVEN AFTER YEARS OF USE. IT IS POLISHED WITH A HIGH TEMPERATURE CLEAR BAKE POWDER COATING FOR INDOOR/OUTDOOR USE. |  | 34 | 34 | 20 | 13.3796 | CF | EA |  |  |  | 5.7 | 566 2 | US | 1 |  | 0 | STND | 30 | AF | IN | IN | IN | LN | WD | HT | P |  |  | O | O | O | O
GS-07F-238AA | GL-LB12 | GLARO | CLEAR TRASH BAGS 18.5" X36 CS/100 | GL-LB12 | CLEAR TRASH BAGS FOR GLARO RECYCLE BINS 18.5" X36 | 18.5"X36" CLEAR POLY LINER BAGS ( 2 MIL THICK) FOR RECYCLEPRO VALUE RECYCLING RECEPTACLES ARE PERFECTLY FITTED FOR THESE DESIGNER RECYCLE BINS. ORDER THE RECOMMENDED SPECIALLY FITTED GL-LB12, GL-LB15, OR GL-LB20 CLEAR POLY LINER BAGS WHICH HAVE BEE | DESIGNED TO SNUGLY GRIP THE TOP RIM OF THE RECYCLEPRO BODIES. THIS INSURES THAT THE OVERLAPPED PORTION OF THE BAG WILL BE CONCEALED BY THE COVER. |  |  | 34 | 48 | 20 | 18.8889 | CF | CA | 100 | CA |  | 11.3 | 566 2 | US | 1 |  | 0 | STND | 30 | AF | IN | IN | IN | LN | WD | HT | P |  |  | O | O | O | O
GS-07F-238AA | GL-LB15 | GLARO | CLEAR TRASH BAGS 23" X36 CS/100 | GL-LB15 | CLEAR TRASH BAGS FOR GLARO RECYCLE BINS 23" X36 | 23"X36" CLEAR POLY LINER BAGS ( 2 MIL THICK) FOR RECYCLEPRO VALUE RECYCLING RECEPTACLES ARE PERFECTLY FITTED FOR THESE DESIGNER RECYCLE BINS. ORDER THE RECOMMENDED SPECIALLY FITTED GL-LB12, GL-LB15, OR GL-LB20 CLEAR POLY LINER BAGS WHICH HAVE BEEN | DESIGNED TO SNUGLY GRIP THE TOP RIM OF THE RECYCLEPRO BODIES. THIS INSURES THAT THE OVERLAPPED PORTION OF THE BAG WILL BE CONCEALED BY THE COVER. |  |  | 34 | 48 | 20 | 18.8889 | CF | CA | 100 | CA |  | 13.6 | 566 2 | US | 1 |  | 0 | STND | 30 | AF | IN | IN | IN | LN | WD | HT | P |  |  | O | O | O | O
GS-07F-238AA | GL-LB20 | GLARO | CLEAR TRASH BAGS 31" X36 CS/100 | GL-LB20 | CLEAR TRASH BAGS FOR GLARO RECYCLE BINS 31" X36 | 31"X36" CLEAR POLY LINER BAGS ( 2 MIL THICK) FOR RECYCLEPRO VALUE RECYCLING RECEPTACLES ARE PERFECTLY FITTED FOR THESE DESIGNER RECYCLE BINS. ORDER THE RECOMMENDED SPECIALLY FITTED GL-LB12, GL-LB15, OR GL-LB20 CLEAR POLY LINER BAGS WHICH HAVE BEEN | DESIGNED TO SNUGLY GRIP THE TOP RIM OF THE RECYCLEPRO BODIES. THIS INSURES THAT THE OVERLAPPED PORTION OF THE BAG WILL BE CONCEALED BY THE COVER. |  |  | 34 | 48 | 50 | 47.2222 | CF | CA | 100 | CA |  | 17 | 566 2 | US | 1 |  | 0 | STND | 30 | AF | IN | IN | IN | LN | WD | HT | P |  |  | O | O | O | O
GS-07F-238AA | JP-05901 | JUSTRITE | BAGS FOR JUSTRITE BIOHAZ CAN CS/100 | JP-05901 | WASTE BAGS FOR JUSTRITE BIOHAZARD CAN | OUTER DIMENSIONS: 33"X24" JUSTRITE'S BIOHAZARD WASTE CONTAINERS MEET OSHA 29 CFR 1910.1030 FOR THE SEGREGATION OF INFECTIOUS WASTE. THEY MAY BE USED TO STORE CONTAMINATED LAUNDRY AS WELL AS OTHER REGULATED WASTE (NOT TO BE USED FOR SHARPS). JUSTRIT |  |  |  | 34 | 48 | 50 | 47.2222 | CF | CA | 100 | CA |  | 22 | 566 2 | US | 1 |  | 0 | STND | 30 | AF | IN | IN | IN | LN | WD | HT | P |  |  | O | O | O | O
GS-07F-238AA | JP-05910 | JUSTRITE | 6 GAL BIOHAZARD WASTE CAN BY JUSTRITE | JP-05910 | 6 GALLON BIOHAZARD WASTE CAN BY JUSTRITE | JUSTRITE'S 6 GALLON WHITE (OR RED) BIOHAZARD WASTE CONTAINERS MEET OSHA 29 CFR 1910.1030 FOR THE SEGREGATION OF INFECTIOUS WASTE. THEY MAY BE USED TO STORE CONTAMINATED LAUNDRY AS WELL AS OTHER REGULATED WASTE (NOT TO BE USED FOR SHARPS). STURDY STEE | FEATURE LEAKPROOF CONSTRUCTION WITH FOOT OPERATED SELF-CLOSING LID. SIMPLE AND SAFE FOOT PEDAL OPERATION OPENS THE CONTAINER COVER AUTOMATICALLY. RELEASE OF PEDAL THEN CLOSES CAN COVER TO REDUCE THE RISK OF CONTAMINATION. | RECOMMENDED FOR USE WITH: BIOHAZARD WASTE CAN LINERS ITEM JP-05901 FOR USE WITH THIS BIOHAZARD CAN. DIMENSIONS:11.875X15.875. JUSTRITE PART # 05910 AND 05910R. |  | 34 | 48 | 60 | 56.6667 | CF | EA |  |  |  | 10 | 566 2 | US | 1 |  | 0 | STND | 30 | AF | IN | IN | IN | LN | WD | HT | P |  |  | O | O | O | O
GS-07F-238AA | JP-05930 | JUSTRITE | 10 GAL BIOHAZARD WASTE CAN 10 GAL | JP-05930 | 10 GALLON BIOHAZARD WASTE CAN 10 GALLON LARGE | JUSTRITE'S 10 GALLON WHITE (OR RED) BIOHAZARD WASTE CONTAINERS MEET OSHA 29 CFR 1910.1030 FOR THE SEGREGATION OF INFECTIOUS WASTE. THEY MAY BE USED TO STORE CONTAMINATED LAUNDRY AS WELL AS OTHER REGULATED WASTE (NOT TO BE USED FOR SHARPS). STURDY STE | FEATURE LEAKPROOF CONSTRUCTION WITH FOOT OPERATED SELF-CLOSING LID. SIMPLE AND SAFE FOOT PEDAL OPERATION OPENS THE CONTAINER COVER AUTOMATICALLY. RELEASE OF PEDAL THEN CLOSES CAN COVER TO REDUCE THE RISK OF CONTAMINATION. | RECOMMENDED FOR USE WITH: BIOHAZARD WASTE CAN LINERS ITEM JP-05901 FOR USE WITH THIS BIOHAZARD CAN. DIMENSIONS: 13.9375X18.25. JUSTRITE PART # 05930 AND 05930R. |  | 34 | 48 | 60 | 56.6667 | CF | EA |  |  |  | 12.5 | 566 2 | US | 1 |  | 0 | STND | 30 | AF | IN | IN | IN | LN | WD | HT | P |  |  | O | O | O | O
GS-07F-238AA | JP-08005 | JUSTRITE | JUSTRITE NON-METALLIC VERTICAL DRUM VENT | JP-08005 | JUSTRITE NON-METALLIC VERTICAL DRUM VENT W/ FLAME ARRESTER FOR PETROLEUM | FITS A 2" NPT, AUTO VACUUM RELIEF. DRUMS OF FLAMMABLE LIQUIDS REQUIRE VENTING TO RELIEVE PRESSURE BUILD-UP DUE TO HEAT AND ALSO TO PREVENT CREATION OF A VACUUM WHEN LIQUID IS BEING DRAINED OFF OR THE DRUM IS SUBJECTED TO SUDDEN COOLING. | OPERATING VALVE OPENS AT 5PSIG INTERNAL PRESSURE IN NORMAL SERVICE. VACUUM RELIEF IS MANUAL OR AUTOMATIC DEPENDING ON THE MODEL AND PERMITS 4+GPM FLOW THROUGH A STANDARD. 75' FAUCET. ALL VENTS INCLUDE A FLAME ARRESTOR |  |  | 34 | 48 | 20 | 18.8889 | CF | EA |  |  |  | 1 | 566 2 | US | 1 |  | 0 | STND | 30 | AF | IN | IN | IN | LN | WD | HT | P |  |  | O | O | O | O
GS-07F-238AA | JP-08006 | JUSTRITE | JUSTRITE NON-METALLIC VERTICAL DRUM VENT | JP-08006 | JUSTRITE NON-METALLIC VERTICAL DRUM VENT W/ FLAME ARRESTOR FOR CHLORINATED SOLVENTS | FITS A 2" NPT, AUTO VACUUM RELIEF. JUSTRITE NON-METALLIC VERTICAL DRUM VENT WITH STAINLESS STEEL FLAME ARRESTOR FOR CHLORINATED SOLVENTS. DRUMS OF FLAMMABLE LIQUIDS REQUIRE VENTING TO RELIEVE PRESSURE BUILD-UP DUE TO HEAT | OPERATING VALVE OPENS AT 5PSIG INTERNAL PRESSURE IN NORMAL SERVICE. VACUUM RELIEF IS MANUAL OR AUTOMATIC DEPENDING ON THE MODEL AND PERMITS 4+GPM FLOW THROUGH A STANDARD. 75' FAUCET. ALL VENTS INCLUDE A FLAME ARRESTOR |  |  | 34 | 48 | 20 | 18.8889 | CF | EA |  |  |  | 1 | 566 2 | US | 1 |  | 0 | STND | 30 | AF | IN | IN | IN | LN | WD | HT | P |  |  | O | O | O | O
GS-07F-238AA | JP-08011 | JUSTRITE | JUSTRITE CAST IRON ELBOW 2' FITTING FOR | JP-08011 | JUSTRITE CAST IRON ELBOW 2' FITTING FOR MOUNTING JP-08101 OR JP-08005 | JUSTRITE CAST IRON ELBOW FITTING FOR MOUNTING JP-08101 OR JP-08005 IN 2" END DRUM OPENING. DRUMS OF FLAMMABLE LIQUIDS REQUIRE VENTING TO RELIEVE PRESSURE BUILD-UP DUE TO HEAT AND ALSO TO PREVENT CREATION OF A VACUUM WHEN LIQUID IS BEING DRAINED OFF | OPERATING VALVE OPENS AT 5PSIG INTERNAL PRESSURE IN NORMAL SERVICE. VACUUM RELIEF IS MANUAL OR AUTOMATIC DEPENDING ON THE MODEL AND PERMITS 4+GPM FLOW THROUGH A STANDARD. 75' FAUCET. ALL VENTS INCLUDE A FLAME ARRESTOR |  |  | 48 | 12 | 12 | 4 | CF | EA |  |  |  | 2 | 566 2 | US | 1 |  | 0 | STND | 30 | AF | IN | IN | IN | LN | WD | HT | P |  |  | O | O | O | O
GS-07F-238AA | JP-08015 | JUSTRITE | JUSTRITE CAST IRON ELBOW.75' FITTING | JP-08015 | JUSTRITE CAST IRON ELBOW. 75' FITTING FOR MOUNTING JP-08101 OR JP-08005 | JUSTRITE CAST IRON ELBOW FITTING FOR MOUNTING JP-08101 OR JP-08005 IN. 75" END DRUM OPENING. DRUMS OF FLAMMABLE LIQUIDS REQUIRE VENTING TO RELIEVE PRESSURE BUILD-UP DUE TO HEAT AND ALSO TO PREVENT CREATION OF A VACUUM WHEN LIQUID IS BEING DRAINED OFF | OPERATING VALVE OPENS AT 5PSIG INTERNAL PRESSURE IN NORMAL SERVICE. VACUUM RELIEF IS MANUAL OR AUTOMATIC DEPENDING ON THE MODEL AND PERMITS 4+GPM FLOW THROUGH A STANDARD. 75' FAUCET. ALL VENTS INCLUDE A FLAME ARRESTOR |  |  | 24 | 24 | 24 | 8 | CF | EA |  |  |  | 1.4 | 566 2 | US | 1 |  | 0 | STND | 30 | AF | IN | IN | IN | LN | WD | HT | P |  |  | O | O | O | O
GS-07F-238AA | JP-08101 | JUSTRITE | JUSTRITE BRASS VERTICAL GAS DRUM VENT | JP-08101 | JUSTRITE BRASS VERTICAL DRUM VENT FOR PETROLEUM BASED APPLICATIONS | JUSTRITE BRASS VERTICAL DRUM VENT FOR PETROLEUM BASED APPLICATIONS. DRUMS OF FLAMMABLE LIQUIDS REQUIRE VENTING TO RELIEVE PRESSURE BUILD-UP DUE TO HEAT AND ALSO TO PREVENT CREATION OF A VACUUM WHEN LIQUID IS BEING DRAINED OFF | OPERATING VALVE OPENS AT 5PSIG INTERNAL PRESSURE IN NORMAL SERVICE. VACUUM RELIEF IS MANUAL OR AUTOMATIC DEPENDING ON THE MODEL AND PERMITS 4+GPM FLOW THROUGH A STANDARD. 75' FAUCET. ALL VENTS INCLUDE A FLAME ARRESTOR |  |  | 24 | 24 | 48 | 16 | CF | EA |  |  |  | 2 | 566 2 | US | 1 |  | 0 | STND | 30 | AF | IN | IN | IN | LN | WD | HT | P |  |  | O | O | O | O
GS-07F-238AA | JP-08201 | JUSTRITE | JUSTRITE METAL FUNNEL FOR 5G PAILS SC | JP-08201 | JUSTRITE METAL FUNNEL FOR 5 GALLON PAILS, SELF-CLOSING LID & 1' FLAME ARRESTER | JUSTRITE METAL DRUM FUNNELS KEEP YOUR WORKPLACE CLEAN, SAFE AND IN COMPLIANCE WITH EH&S REGULATIONS. DIMENSIONS: 4.5"WX5.5"H (WITH 4.5" OPENING AND ONLY 4.5"H WHEN ATTACHED TO A PAIL) JUSTRITE WIDE MOUTH METAL DRUM FUNNEL | WITH SELF-CLOSING LID AND 1" (25MM DIAMETER) FLAME ARRESTER DIMENSIONS: 4.5"WX5.5"H (WITH 4.5" OPENING AND ONLY 4.5"H WHEN ATTACHED TO A PAIL) SCREWS ONTO 2 NPT WIDE-MOUTH OPENING WITH HINGED, STAY-OPEN LID 18-GAUGE GALVANIZED STEEL | EPOXY POWDER COAT FINISH SELF-CLOSING IN CASE OF FIRE BUILT IN BRASS FLAME ARRESTOR TO ABSORB AND DISSIPATE HEAT, PREVENTING AN IGNITION SOURCE (LIKE SPARKS FROM POWER TOOLS, STATIC ELECTRICITY OR CIGARETTES) FROM REACHING THE CONTENTS |  | 24 | 48 | 80 | 53.3333 | CF | EA |  |  |  | 2 | 566 2 | US | 1 |  | 0 | STND | 30 | AF | IN | IN | IN | LN | WD | HT | P |  |  | O | O | O | O
GS-07F-238AA | JP-08202 | JUSTRITE | JUSTRITE METAL FUNNEL FOR 5G PAILS MAN | JP-08202 | JUSTRITE METAL FUNNEL FOR 5 GALLON PAILS, MANUAL LID & 1' FLAME ARRESTER | JUSTRITE METAL DRUM FUNNELS KEEP YOUR WORKPLACE CLEAN, SAFE AND IN COMPLIANCE WITH EH&S REGULATIONS. SCREWS ONTO 2 NPT WIDE-MOUTH OPENING WITH HINGED, STAY-OPEN LID 18-GAUGE GALVANIZED STEEL WITH DURABLE EPOXY POWDER COAT | FINISH BUILT IN BRASS FLAME ARRESTOR TO ABSORB AND DISSIPATE HEAT, PREVENTING AN IGNITION SOURCE (LIKE SPARKS FROM POWER TOOLS, STATIC ELECTRICITY OR CIGARETTES) FROM REACHING THE DRUM'S FLAMMABLE CONTENTS COMPLIES WITH EPA AND OSHA REGULATIONS | FM APPROVED JUSTRITE WIDE MOUTH METAL DRUM FUNNEL FOR TRANSFERRING LIQUIDS INTO 5 GALLON (19 LITER) PAILS. SUPERIOR SAFETY FEATURES MAKE THEM IDEAL FOR USE WITH SOLVENT, THINNER, OIL AND PAINT WASTES. HEAVY STEEL WITH ELECTROSTATICALLY APPLIED PAINT |  | 20 | 20 | 10 | 2.3148 | CF | EA |  |  |  | 1.5 | 566 2 | US | 1 |  | 0 | STND | 30 | AF | IN | IN | IN | LN | WD | HT | P |  |  | O | O | O | O
GS-07F-238AA | JP-08203 | JUSTRITE | JUSTRITE METAL DRUM FUNNEL, FLAME AR | JP-08203 | JUSTRITE METAL DRUM FUNNEL, FLAME ARRESTER AND TIP-OVER PROTECTION KIT | JUSTRITE WIDE MOUTH METAL DRUM FUNNEL WITH SELF-CLOSING LID AND 6' FLAME ARRESTER PLUS TIP-OVER PROTECTION FOR MAXIMUM SECURITY WIDE-MOUTH OPENING WITH HINGED, STAY-OPEN LID 18-GAUGE GALVANIZED STEEL FUNNEL WITH DURABLE EPOXY POWDER COAT FINISH | BUILT IN BRASS FLAME ARRESTOR TO ABSORB AND DISSIPATE HEAT, PREVENTING AN IGNITION SOURCE (LIKE SPARKS FROM POWER TOOLS, STATIC ELECTRICITY OR CIGARETTES) FROM REACHING THE DRUM'S FLAMMABLE CONTENTS COMPLIES WITH EPA AND OSHA | FM APPROVED LARGE STEEL DRUM FUNNEL WITH TIP-OVER PROTECTION KIT HAS ALL THE FEATURES OF JUSTRITE'S JP-08207 SAFETY FUNNEL WITH THE ADDITION OF A SELF-CLOSING BALL VALVE AND VENT ADAPTER. THE INTEGRAL SELF-CLOSING BALL VALVE THREADS |  | 20 | 40 | 10 | 4.6296 | CF | EA |  |  |  | 19.5 | 566 2 | US | 1 |  | 0 | STND | 30 | AF | IN | IN | IN | LN | WD | HT | P |  |  | O | O | O | O
GS-07F-238AA | JP-08204 | JUSTRITE | JUSTRITE BRASS SAFETY DRUM FILL VENT 6" | JP-08204 | JUSTRITE BRASS SAFETY DRUM FILL VENT, 6' FLAME ARRESTOR | SAFETY FILL VENTS AND FUNNELS FACILITATE WASTE SOLVENT DISPOSAL, WHILE OFFERING PROTECTION. BUILT OF CAST BRASS OR HIGH DENSITY POLYETHYLENE WITH A 6' FLAME ARRESTOR, THEY FIT A 2" BUNG OPENING. FEATURES INCLUDE AUTOMATIC PRESSURE AND VACUUM RELIEF | SAFETY CHAIN TO PREVENT MISPLACEMENT OF CAP. JUSTRITE PART # 08204. |  |  | 10 | 10 | 10 | 0.5787 | CF | EA |  |  |  | 2.3 | 566 2 | US | 1 |  | 0 | STND | 30 | AF | IN | IN | IN | LN | WD | HT | P |  |  | O | O | O | O
GS-07F-238AA | JP-08205 | JUSTRITE | JUSTRITE LG METAL DRUM FUNNEL, SC 32" | JP-08205 | JUSTRITE LARGE METAL DRUM FUNNEL, SELF-CLOSING LID AND 32' FLAME ARRESTER | JUSTRITE METAL DRUM FUNNELS KEEP YOUR WORKPLACE CLEAN, SAFE AND IN COMPLIANCE WITH EH&S REGULATIONS. SCREWS ONTO 2 NPT WIDE-MOUTH OPENING WITH HINGED, STAY-OPEN LID 18-GAUGE GALVANIZED STEEL WITH DURABLE EPOXY POWDER COAT | SELF-CLOSING IN CASE OF FIRE BUILT IN BRASS FLAME ARRESTOR TO ABSORB AND DISSIPATE HEAT, PREVENTING AN IGNITION SOURCE (LIKE SPARKS FROM POWER TOOLS, STATIC ELECTRICITY OR CIGARETTES) FROM REACHING THE DRUM'S FLAMMABLE CONTENTS ACCEPTS A LOCK | TO PREVENT UNAUTHORIZED ACCESS COMPLIES WITH EPA AND OSHA REGULATIONS, FM APPROVED. JUSTRITE PART # 08205. METAL DRUM FUNNEL WITH FLAME ARRESTER FOR USE WITH FLAMMABLES |  | 10 | 10 | 10 | 0.5787 | CF | EA |  |  |  | 16 | 566 2 | US | 1 |  | 0 | STND | 30 | AF | IN | IN | IN | LN | WD | HT | P |  |  | O | O | O | O
GS-07F-238AA | JP-08207 | JUSTRITE | JUSTRITE LG METAL DRUM FUNNEL, SC 6" | JP-08207 | JUSTRITE LARGE METAL DRUM FUNNEL, SELF-CLOSING LID AND 6' FLAME ARRESTER | JUSTRITE METAL DRUM FUNNELS KEEP YOUR WORKPLACE CLEAN, SAFE AND IN COMPLIANCE WITH EH&S REGULATIONS. JUSTRITE WIDE MOUTH METAL DRUM FUNNEL WITH SELF-CLOSING LID AND 6" (152MM DIAMETER) FLAME ARRESTER SCREWS ONTO 2 NPT WIDE | HINGED, STAY-OPEN LID 18-GAUGE GALVANIZED STEEL WITH DURABLE EPOXY POWDER COAT FINISH SELF-CLOSING IN CASE OF FIRE BUILT IN BRASS FLAME ARRESTOR TO ABSORB AND DISSIPATE HEAT, PREVENTING AN IGNITION SOURCE |  |  | 10 | 10 | 10 | 0.5787 | CF | EA |  |  |  | 10 | 566 2 | US | 1 |  | 0 | STND | 30 | AF | IN | IN | IN | LN | WD | HT | P |  |  | O | O | O | O
GS-07F-238AA | JP-08208 | JUSTRITE | JUSTRITE LG METAL DRUM FUNNEL, SC 33" | JP-08208 | JUSTRITE LARGE METAL DRUM FUNNEL, SELF-CLOSING LID AND 33" BRASS TUBE | JUSTRITE LARGE METAL DRUM FUNNEL WITH SELF-CLOSING LID AND 33" (838MM DIAMETER) BRASS TUBE (WITHOUT FLAME ARRESTER.) SCREWS ONTO 2 NPT WIDE-MOUTH OPENING WITH HINGED, STAY-OPEN LID GALVANIZED STEEL WITH DURABLE EPOXY POWDER COAT FINISH SELF-CLOSING | WIDE MOUTH DRUM FUNNELS ARE DESIGNED FOR TRANSFERRING LIQUIDS INTO THE RELATIVELY SMALL 2" BUNG ON A 30- OR 55-GALLON DRUM. HEAVY 18-GAUGE GALVANIZED STEEL WITH ELECTROSTATICALLY APPLIED EPOXY POWDER COAT PAINT | ALL FUNNELS COMPLY WITH EPA AND OSHA REGULATIONS AND ARE FM APPROVED. LARGER FUNNELS ACCEPT A LOCK TO PREVENT UNAUTHORIZED ACCESS. FOR VISCOUS OR NONFLAMMABLE LIQUIDS, FUNNEL JP-08208 IS FITTED WITH A 33" OPEN END BRASS |  | 48 | 32 | 60 | 53.3333 | CF | EA |  |  |  | 14.4 | 566 2 | US | 1 |  | 0 | STND | 30 | AF | IN | IN | IN | LN | WD | HT | P |  |  | O | O | O | O
GS-07F-238AA | JP-08211 | JUSTRITE | JUSTRITE DRUM FILL VENT, FUNNEL | JP-08211 | JUSTRITE DRUM FILL VENT, FUNNEL | SAFETY FILL VENTS AND FUNNELS FACILITATE WASTE SOLVENT DISPOSAL, WHILE OFFERING PROTECTION. BUILT OF CAST BRASS OR HIGH DENSITY POLYETHYLENE WITH A 6' FLAME ARRESTOR, THEY FIT A 2" BUNG OPENING. FEATURES INCLUDE AUTOMATIC PRESSURE AND VACUUM RELIEF | SAFETY CHAIN TO PREVENT MISPLACEMENT OF CAP. JUSTRITE PART # 08211. |  |  | 60 | 32 | 60 | 66.6667 | CF | EA |  |  |  | 3.5 | 566 2 | US | 1 |  | 0 | STND | 30 | AF | IN | IN | IN | LN | WD | HT | P |  |  | O | O | O | O
GS-07F-238AA | JP-08213 | JUSTRITE | JUSTRITE POLY FUNNEL FOR FILL VENTS | JP-08213 | JUSTRITE POLY FUNNEL FOR USE, FILL VENTS | HDPE FUNNEL HAS FULL 9"DIAMETER TO HELP ELIMINATE SPILLS AND IS DESIGNED FOR USE WITH JUSTRITE FILL VENTS FOR DRUMS. RECOMMENDED FOR USE WITH JP-08204 AND JP-08222. JUSTRITE PART # 08213. |  |  |  | 48 | 32 | 60 | 53.3333 | CF | EA |  |  |  | 2 | 566 2 | US | 1 |  | 0 | STND | 30 | AF | IN | IN | IN | LN | WD | HT | P |  |  | O | O | O | O
GS-07F-238AA | JP-08214 | JUSTRITE | JUSTRITE FUNNEL TIP OVER PROTECTION KIT | JP-08214 | JUSTRITE TIP OVER PROTECTION KIT FOR USE, METAL DRUM FUNNELS | TIP-OVER PROTECTION SYSTEM HAS ALL THE FEATURES OF JUSTRITE'S JP-08207 SAFETY FUNNEL, WITH THE ADDITION OF A SELF-CLOSING BALL VALVE AND VENT ADAPTER. THE INTEGRAL SELF-CLOSING BALL VALVE THREADS INTO A 2" DRUM BUNG AND MINIMIZES VAPOR EMISSIONS | PREVENT SPILLAGE IF THE DRUM IS ACCIDENTALLY TIPPED OVER. THIS MAKES IT IDEAL FOR EARTHQUAKE-PRONE AREAS. THE SYSTEM INCLUDES A SEPARATE BRASS VENT ADAPTER WHICH FITS INTO THE. 75" DRUM BUNG TO PROVIDE PRESSURE AND VACUUM RELIEF | JUSTRITE PART # 08214. |  | 48 | 32 | 60 | 53.3333 | CF | EA |  |  |  | 10 | 566 2 | US | 1 |  | 0 | STND | 30 | AF | IN | IN | IN | LN | WD | HT | P |  |  | O | O | O | O
GS-07F-238AA | JP-08215 | JUSTRITE | JUSTRITE FLAME ARRESTOR 32' FOR JP-08205 | JP-08215 | JUSTRITE FLAME ARRESTOR 32' FOR JP-08205 | JUSTRITE FLAME ARRESTOR 32' FOR JP-08205. JUSTRITE PART # 08125. |  |  |  | 60 | 32 | 60 | 66.6667 | CF | EA |  |  |  | 2.5 | 566 2 | US | 1 |  | 0 | STND | 30 | AF | IN | IN | IN | LN | WD | HT | P |  |  | O | O | O | O
GS-07F-238AA | JP-08217 | JUSTRITE | JUSTRITE FLAME ARRESTOR- 6' FOR JP-08207 | JP-08217 | JUSTRITE FLAME ARRESTOR- 6' FOR JP-08207 | JUSTRITE FLAME ARRESTOR- 6' FOR JP-08207. JUSTRITE PART # 08217. |  |  |  | 48 | 32 | 60 | 53.3333 | CF | EA |  |  |  | 0.5 | 566 2 | US | 1 |  | 0 | STND | 30 | AF | IN | IN | IN | LN | WD | HT | P |  |  | O | O | O | O
GS-07F-238AA | JP-08218 | JUSTRITE | JUSTRITE VISCOUS VENT TUBE FOR JP-08208 | JP-08218 | JUSTRITE VISCOUS VENT TUBE FOR JP-08208 | JUSTRITE VISCOUS VENT TUBE FOR JP-08208. JUSTRITE PART # 08218. |  |  |  | 4 | 4 | 30 | 0.2778 | CF | EA |  |  |  | 4.5 | 540 16 | US | 1 |  | 0 | STND | 30 | AF | IN | IN | IN | LN | WD | HT | P |  |  | O | O | O | O
GS-07F-238AA | JP-08300 | JUSTRITE | JUSTRITE BRASS HORIZ 2" GAS DRUM VENT | JP-08300 | JUSTRITE BRASS HORIZONTAL 2" DRUM VENT FOR PETROLEUM-BASED APPLICATIONS | DRUMS OF FLAMMABLE LIQUIDS REQUIRE VENTING TO RELIEVE PRESSURE BUILD-UP DUE TO HEAT AND ALSO TO PREVENT CREATION OF A VACUUM WHEN LIQUID IS BEING DRAINED OFF OR THE DRUM IS SUBJECTED TO SUDDEN COOLING. EITHER PRESSURE OR VACUUM CAN CAUSE FAILURE | HE CONTAINER. IN EVENT OF FIRE, THE HAZARDS OF DRUM LEAKAGE OR EXPLOSION DUE TO EXCESSIVE PRESSURE BUILD-UP CAN BE CATASTROPHIC. JUSTRITE DRUM VENTS PROVIDE AUTOMATIC PRESSURE RELIEF. OPERATING VALVE OPENS AT FIVE PSIG INTERNAL PRESSURE IN NORMAL SER | VICE. VACUUM RELIEF IS MANUAL OR AUTOMATIC DEPENDING ON THE MODEL AND PERMITS FOUR OR MORE GPM FLOW THROUGH A STANDARD. 75' FAUCET. ALL VENTS INCLUDE A FLAME ARRESTOR FOR ADDED SAFETY. JUSTRITE PART # 08300. |  | 10 | 10 | 10 | 0.5787 | CF | EA |  |  |  | 1 | 540 16 | US | 1 |  | 0 | STND | 30 | AF | IN | IN | IN | LN | WD | HT | P |  |  | O | O | O | O
GS-07F-238AA | JP-08306 | JUSTRITE | JUSTRITE SS 2"H ORIZ SOLVENT DRUM VENT | JP-08306 | JUSTRITE STAINLESS STEEL 2"H ORIZONTAL DRUM VENT FOR CORROSIVES AND GENERAL SOLVENTS | DRUMS OF FLAMMABLE LIQUIDS REQUIRE VENTING TO RELIEVE PRESSURE BUILD-UP DUE TO HEAT AND ALSO TO PREVENT CREATION OF A VACUUM WHEN LIQUID IS BEING DRAINED OFF OR THE DRUM IS SUBJECTED TO SUDDEN COOLING. EITHER PRESSURE OR VACUUM CAN CAUSE FAILURE | HE CONTAINER. IN EVENT OF FIRE, THE HAZARDS OF DRUM LEAKAGE OR EXPLOSION DUE TO EXCESSIVE PRESSURE BUILD-UP CAN BE CATASTROPHIC. JUSTRITE DRUM VENTS PROVIDE AUTOMATIC PRESSURE RELIEF. OPERATING VALVE OPENS AT FIVE PSIG INTERNAL PRESSURE IN NORMAL SER | VICE. VACUUM RELIEF IS MANUAL OR AUTOMATIC DEPENDING ON THE MODEL AND PERMITS FOUR OR MORE GPM FLOW THROUGH A STANDARD. 75' FAUCET. ALL VENTS INCLUDE A FLAME ARRESTOR FOR ADDED SAFETY. JUSTRITE PART # 08306. |  | 10 | 10 | 10 | 0.5787 | CF | EA |  |  |  | 1.1 | 540 16 | US | 1 |  | 0 | STND | 30 | AF | IN | IN | IN | LN | WD | HT | P |  |  | O | O | O | O
GS-07F-238AA | JP-08308 | JUSTRITE | JUSTRITE BRASS DRUM SIPHON & FAUCET | JP-08308 | JUSTRITE BRASS DRUM SIPHON ADAPTER & SELF-CLOSING FAUCET | JUSTRITE DRUM SIPHON ADAPTER IS THE SIMPLE SOLUTION FOR NEARLY COMPLETE DRAINAGE OF LIQUIDS OUT OF 30- AND 55 GALLON DRUMS, ELIMINATING THE NEED FOR DANGEROUS DRUM TIPPING OR ROLLING. UNIQUE SIPHON ACTION EMPTIES RESIDUAL SOLVENTS | TO THREE GALLONS DOWN TO THE LAST FEW OUNCES. SOLID CAST BRASS, THE ADAPTER WILL HOLD-UP UNDER HEAVY USE WITH COMPATIBLE LIQUIDS. ONE END OF THE ADAPTER ACCEPTS A STANDARD. 75" DRUM FAUCET AND THE OPPOSITE END SCREWS INTO A. 75" DRUM BUNG OPE | NING. AN ADJUSTABLE COLLAR ACCOMMODATES BUNGS IN VARYING POSITIONS TO MAXIMIZE SIPHONED LIQUID VOLUME. NOT ONLY ARE YOU GETTING THE BENEFIT OF USING NEARLY ALL THE DRUM CONTENTS, YOU WON'T HAVE TO PAY THE HIGH COST ASSOCIATED WITH REMOVAL OF LARGE V |  | 10 | 10 | 10 | 0.5787 | CF | EA |  |  |  | 3.5 | 540 16 | US | 1 |  | 0 | STND | 30 | AF | IN | IN | IN | LN | WD | HT | P |  |  | O | O | O | O
GS-07F-238AA | JP-08311 | JUSTRITE | JUSTRITE BRASS DRUM SIPHON ADAPTER | JP-08311 | JUSTRITE BRASS DRUM SIPHON ADAPTER | JUSTRITE DRUM SIPHON ADAPTER IS THE SIMPLE SOLUTION FOR NEARLY COMPLETE DRAINAGE OF LIQUIDS OUT OF 30- AND 55 GALLON DRUMS, ELIMINATING THE NEED FOR DANGEROUS DRUM TIPPING OR ROLLING. UNIQUE SIPHON ACTION EMPTIES RESIDUAL SOLVENTS | TO THREE GALLONS DOWN TO THE LAST FEW OUNCES. SOLID CAST BRASS, THE ADAPTER WILL HOLD-UP UNDER HEAVY USE WITH COMPATIBLE LIQUIDS. NOT ONLY ARE YOU GETTING THE BENEFIT OF USING NEARLY ALL THE DRUM CONTENTS, YOU WON'T HAVE TO PAY THE HIGH COST | ASSOCIATED WITH REMOVAL OF LARGE VOLUMES OF HAZARDOUS LIQUIDS. JUSTRITE PART # 08311. |  | 10 | 10 | 10 | 0.5787 | CF | EA |  |  |  | 2.3 | 540 16 | US | 1 |  | 0 | STND | 30 | AF | IN | IN | IN | LN | WD | HT | P |  |  | O | O | O | O
GS-07F-238AA | JP-08490 | JUSTRITE | JUSTRITE GROUNDING HAND CLAMP | JP-08490 | JUSTRITE GROUNDING HAND CLAMP | JUSTRITE GROUNDING HAND CLAMPX.25" TERMINAL FOR USE WITH ANTISTATIC WIRES. PART # JP-08497 COMES WITH 10' OF INSULATED WIRE ATTACHED. ANTISTATIC WIRES PREVENT SPARKS FROM STATIC ELECTRICITY GENERATED BY MOVEMENT AND FLOW OF FLAMMABLE LIQUIDS. | NG BETWEEN CONTAINERS DURING LIQUID TRANSFER, AND CONNECTING DRUMS TO AN EARTH GROUND ARE REQUIRED UNDER FEDERAL AND LOCAL CODES. STANDARD WIRE LENGTHS ARE 3' AND 10'; FOR LONGER REACH USE SEVERAL WIRES WITH. 25" TERMINAL ENDS. INDIVIDUAL CLAMPS CAN | BE ATTACHED TO THE BONDING WIRE TO PROPERLY GROUND OBJECTS. JUSTRITE PART # 08490. |  | 10 | 10 | 10 | 0.5787 | CF | EA |  |  |  | 0.6 | 540 16 | US | 1 |  | 0 | STND | 30 | AF | IN | IN | IN | LN | WD | HT | P |  |  | O | O | O | O
GS-07F-238AA | JP-08491 | JUSTRITE | JUSTRITE C CLAMP ASSEMBLY | JP-08491 | JUSTRITE C CLAMP ASSEMBLY | JUSTRITE C CLAMP ASSEMBLY (.625") FOR USE WITH ANTISTATIC WIRES. ANTISTATIC WIRES PREVENT SPARKS FROM STATIC ELECTRICITY GENERATED BY MOVEMENT AND FLOW OF FLAMMABLE LIQUIDS. BONDING BETWEEN CONTAINERS DURING LIQUID TRANSFER, AND CONNECTING DRUMS | N EARTH GROUND ARE REQUIRED UNDER FEDERAL AND LOCAL CODES. STANDARD WIRE LENGTHS ARE 3' AND 10'; FOR LONGER REACH USE SEVERAL WIRES WITH. 25" TERMINAL ENDS. INDIVIDUAL CLAMPS CAN BE ATTACHED TO THE BONDING WIRE TO PROPERLY GROUND OBJECTS. JUSTRITE P | ART # 08491. |  | 10 | 10 | 10 | 0.5787 | CF | EA |  |  |  | 0.3 | 540 16 | US | 1 |  | 0 | STND | 30 | AF | IN | IN | IN | LN | WD | HT | P |  |  | O | O | O | O
GS-07F-238AA | JP-08493 | JUSTRITE | ALLIGATOR CLIP FOR DRUM HANDLING | JP-08493 | ALLIGATOR CLIP ACCESSORY FOR DRUM HANDLING FOR USE, ANTISTATIC WIRES | ALLIGATOR CLIP, SINGLE, FOR USE WITH ANTISTATIC WIRES. ANTISTATIC WIRES PREVENT SPARKS FROM STATIC ELECTRICITY GENERATED BY MOVEMENT AND FLOW OF FLAMMABLE LIQUIDS. BONDING BETWEEN CONTAINERS DURING LIQUID TRANSFER, AND CONNECTING DRUMS | OUND ARE REQUIRED UNDER FEDERAL AND LOCAL CODES. STANDARD WIRE LENGTHS ARE 3' AND 10'; FOR LONGER REACH USE SEVERAL WIRES WITH. 25" TERMINAL ENDS. INDIVIDUAL CLAMPS CAN BE ATTACHED TO THE BONDING WIRE TO PROPERLY GROUND OBJECTS. JUSTRITE PART # 0849 | 3 |  | 24 | 24 | 32 | 10.6667 | CF | EA |  |  |  | 0.1 | 566 2 | US | 1 |  | 0 | STND | 30 | AF | IN | IN | IN | LN | WD | HT | P |  |  | O | O | O | O
GS-07F-238AA | JP-08496 | JUSTRITE | JUSTRITE GROUND CLAMP, BARE WIRE | JP-08496 | JUSTRITE GROUND CLAMP, BARE WIRE | ANTISTATIC WIRES PREVENT SPARKS FROM STATIC ELECTRICITY GENERATED BY MOVEMENT AND FLOW OF FLAMMABLE LIQUIDS. BONDING BETWEEN CONTAINERS DURING LIQUID TRANSFER, AND CONNECTING DRUMS TO AN EARTH GROUND ARE REQUIRED UNDER FEDERAL AND LOCAL CODES. | JUSTRITE PART # 08496. |  |  | 24 | 24 | 32 | 10.6667 | CF | EA |  |  |  | 1.3 | 566 2 | US | 1 |  | 0 | STND | 30 | AF | IN | IN | IN | LN | WD | HT | P |  |  | O | O | O | O
GS-07F-238AA | JP-08497 | JUSTRITE | JUSTRITE GROUND CLAMP, VINYL-COATED | JP-08497 | JUSTRITE GROUND CLAMP, VINYL-COATED WIRE | ANTISTATIC WIRES PREVENT SPARKS FROM STATIC ELECTRICITY GENERATED BY MOVEMENT AND FLOW OF FLAMMABLE LIQUIDS. BONDING BETWEEN CONTAINERS DURING LIQUID TRANSFER, AND CONNECTING DRUMS TO AN EARTH GROUND ARE REQUIRED UNDER FEDERAL AND LOCAL CODES. | JUSTRITE PART # 08497. |  |  | 24 | 32 | 60 | 26.6667 | CF | EA |  |  |  | 1.4 | 566 2 | US | 1 |  | 0 | STND | 30 | AF | IN | IN | IN | LN | WD | HT | P |  |  | O | O | O | O
GS-07F-238AA | JP-08498 | JUSTRITE | BARE JUSTRITE GROUND WIRE, CLAMP AND | JP-08498 | BARE JUSTRITE GROUND WIRE, CLAMP AND " C" CLAMP | ANTISTATIC WIRES PREVENT SPARKS FROM STATIC ELECTRICITY GENERATED BY MOVEMENT AND FLOW OF FLAMMABLE LIQUIDS. BONDING BETWEEN CONTAINERS DURING LIQUID TRANSFER, AND CONNECTING DRUMS TO AN EARTH GROUND ARE REQUIRED UNDER FEDERAL AND LOCAL CODES. | JUSTRITE PART # 08498. |  |  | 24 | 32 | 60 | 26.6667 | CF | EA |  |  |  | 1.2 | 566 2 | US | 1 |  | 0 | STND | 30 | AF | IN | IN | IN | LN | WD | HT | P |  |  | O | O | O | O
GS-07F-238AA | JP-08499 | JUSTRITE | JUSTRITE GROUND WIRE, 2 HAND CLAMPS | JP-08499 | JUSTRITE GROUND WIRE, 2 HAND CLAMPS | ANTISTATIC WIRES PREVENT SPARKS FROM STATIC ELECTRICITY GENERATED BY MOVEMENT AND FLOW OF FLAMMABLE LIQUIDS. BONDING BETWEEN CONTAINERS DURING LIQUID TRANSFER, AND CONNECTING DRUMS TO AN EARTH GROUND ARE REQUIRED UNDER FEDERAL AND LOCAL CODES. | JUSTRITE PART # 08499. |  |  | 24 | 32 | 32 | 14.2222 | CF | EA |  |  |  | 1.5 | 566 2 | US | 1 |  | 0 | STND | 30 | AF | IN | IN | IN | LN | WD | HT | P |  |  | O | O | O | O
GS-07F-238AA | JP-08500 | JUSTRITE | JUSTRITE BONDING WIRE DUAL ALLIGATOR | JP-08500 | JUSTRITE BONDING WIRE, DUAL ALLIGATOR CLIPS | ANTISTATIC WIRES PREVENT SPARKS FROM STATIC ELECTRICITY GENERATED BY MOVEMENT AND FLOW OF FLAMMABLE LIQUIDS. BONDING BETWEEN CONTAINERS DURING LIQUID TRANSFER, AND CONNECTING DRUMS TO AN EARTH GROUND ARE REQUIRED UNDER FEDERAL AND LOCAL CODES. | JUSTRITE PART # 08500. |  |  | 24 | 32 | 32 | 14.2222 | CF | EA |  |  |  | 0.3 | 566 2 | US | 1 |  | 0 | STND | 30 | AF | IN | IN | IN | LN | WD | HT | P |  |  | O | O | O | O
GS-07F-238AA | JP-08501 | JUSTRITE | JUSTRITE BONDING WIRE ALLIGATOR CLIPS | JP-08501 | JUSTRITE BONDING WIRE, ALLIGATOR CLIP AND " C" CLAMP | ANTISTATIC WIRES PREVENT SPARKS FROM STATIC ELECTRICITY GENERATED BY MOVEMENT AND FLOW OF FLAMMABLE LIQUIDS. BONDING BETWEEN CONTAINERS DURING LIQUID TRANSFER, AND CONNECTING DRUMS TO AN EARTH GROUND ARE REQUIRED UNDER FEDERAL AND LOCAL CODES. | JUSTRITE PART # 08501. |  |  | 24 | 32 | 32 | 14.2222 | CF | EA |  |  |  | 1 | 566 2 | US | 1 |  | 0 | STND | 30 | AF | IN | IN | IN | LN | WD | HT | P |  |  | O | O | O | O
GS-07F-238AA | JP-08503 | JUSTRITE | BONDING WIRE ONLY | JP-08503 | BONDING WIRE ONLY | ANTISTATIC WIRES PREVENT SPARKS FROM STATIC ELECTRICITY GENERATED BY MOVEMENT AND FLOW OF FLAMMABLE LIQUIDS. BONDING BETWEEN CONTAINERS DURING LIQUID TRANSFER, AND CONNECTING DRUMS TO AN EARTH GROUND ARE REQUIRED UNDER FEDERAL AND LOCAL CODES. | JUSTRITE PART # 08503. |  |  | 24 | 40 | 32 | 17.7778 | CF | EA |  |  |  | 1 | 566 2 | US | 1 |  | 0 | STND | 30 | AF | IN | IN | IN | LN | WD | HT | P |  |  | O | O | O | O
GS-07F-238AA | JP-08505 | JUSTRITE | INSULATED GROUND WIRE, ALLIGATOR CLIP | JP-08505 | INSULATED GROUND WIRE, ALLIGATOR CLIP AND " C" CLAMP | ANTISTATIC WIRES PREVENT SPARKS FROM STATIC ELECTRICITY GENERATED BY MOVEMENT AND FLOW OF FLAMMABLE LIQUIDS. BONDING BETWEEN CONTAINERS DURING LIQUID TRANSFER, AND CONNECTING DRUMS TO AN EARTH GROUND ARE REQUIRED UNDER FEDERAL AND LOCAL CODES. | JUSTRITE PART # 08505. |  |  | 24 | 40 | 60 | 33.3333 | CF | EA |  |  |  | 0.5 | 566 2 | US | 1 |  | 0 | STND | 30 | AF | IN | IN | IN | LN | WD | HT | P |  |  | O | O | O | O
GS-07F-238AA | JP-08506 | JUSTRITE | INSULATED GROUND WIRE ONLY | JP-08506 | INSULATED GROUND WIRE ONLY | ANTISTATIC WIRES PREVENT SPARKS FROM STATIC ELECTRICITY GENERATED BY MOVEMENT AND FLOW OF FLAMMABLE LIQUIDS. BONDING BETWEEN CONTAINERS DURING LIQUID TRANSFER, AND CONNECTING DRUMS TO AN EARTH GROUND ARE REQUIRED UNDER FEDERAL AND LOCAL CODES. | JUSTRITE PART # 08506. |  |  | 24 | 40 | 60 | 33.3333 | CF | EA |  |  |  | 1 | 566 2 | US | 1 |  | 0 | STND | 30 | AF | IN | IN | IN | LN | WD | HT | P |  |  | O | O | O | O
GS-07F-238AA | JP-08508 | JUSTRITE | DRUM SECURITY LOCKS FOR STEEL DRUMS SET | JP-08508 | DRUM SECURITY LOCKS FOR STEEL DRUMS | DRUM LOCKS REDUCE THEFT, PILFERING, SABOTAGE AND " COCKTAILING" OF CONTENTS. IDEAL FOR: HOMELAND SECURITY INTERNAL FACILITY CONTAINMENT AND SECURITY IN-HOUSE CONTENT MONITORING AND DRUM RELOCATION STAGING AREAS FOR WASTE CHEMICALS | JUSTRITE DRUM LOCKS ARE A COST EFFECTIVE SOLUTION TO CONTROLLING STORAGE CONCERNS OF ALL TYPES OF LIQUIDS, SEMI-LIQUIDS, AND POWDERS THAT COME IN STANDARD DRUMS. CORROSION RESISTANT, NON-SPARKING ZINC | TO SECURE THE DRUM LOCK IT IS NOT NECESSARY TO REMOVE THE ORIGINAL BUNG, THEREFORE THERE IS NO CONTACT WITH THE DRUM CONTENTS. |  | 24 | 40 | 32 | 17.7778 | CF | CA | 2 | CA |  | 2 | 566 2 | US | 1 |  | 0 | STND | 30 | AF | IN | IN | IN | LN | WD | HT | P |  |  | O | O | O | O
GS-07F-238AA | JP-08509 | JUSTRITE | DRUM SECURITY LOCKS FOR PLASTIC DRUMS S | JP-08509 | DRUM SECURITY LOCKS FOR PLASTIC DRUMS | DRUM LOCKS REDUCE THEFT, PILFERING, SABOTAGE AND " COCKTAILING" OF CONTENTS. IDEAL FOR: HOMELAND SECURITY INTERNAL FACILITY CONTAINMENT AND SECURITY IN-HOUSE CONTENT MONITORING AND DRUM RELOCATION STAGING AREAS FOR WASTE CHEMICALS | JUSTRITE DRUM LOCKS ARE A COST EFFECTIVE SOLUTION TO CONTROLLING STORAGE CONCERNS OF ALL TYPES OF LIQUIDS, SEMI-LIQUIDS, AND POWDERS THAT COME IN STANDARD DRUMS. CORROSION RESISTANT, NON-SPARKING ZINC | TO SECURE THE DRUM LOCK IT IS NOT NECESSARY TO REMOVE THE ORIGINAL BUNG, THEREFORE THERE IS NO CONTACT WITH THE DRUM CONTENTS. |  | 24 | 40 | 32 | 17.7778 | CF | CA | 2 | CA |  | 2 | 566 2 | US | 1 |  | 0 | STND | 30 | AF | IN | IN | IN | LN | WD | HT | P |  |  | O | O | O | O
GS-07F-238AA | JP-08510 | JUSTRITE | DRUM SECURITY LOCKS FOR STEEL DRUMS SET | JP-08510 | DRUM SECURITY LOCKS FOR STEEL DRUMS | DRUM LOCKS REDUCE THEFT, PILFERING, SABOTAGE AND " COCKTAILING" OF CONTENTS. IDEAL FOR: HOMELAND SECURITY INTERNAL FACILITY CONTAINMENT AND SECURITY IN-HOUSE CONTENT MONITORING AND DRUM RELOCATION STAGING AREAS FOR WASTE CHEMICALS | JUSTRITE DRUM LOCKS ARE A COST EFFECTIVE SOLUTION TO CONTROLLING STORAGE CONCERNS OF ALL TYPES OF LIQUIDS, SEMI-LIQUIDS, AND POWDERS THAT COME IN STANDARD DRUMS. CORROSION RESISTANT, NON-SPARKING ZINC | TO SECURE THE DRUM LOCK IT IS NOT NECESSARY TO REMOVE THE ORIGINAL BUNG, THEREFORE THERE IS NO CONTACT WITH THE DRUM CONTENTS. |  | 24 | 40 | 32 | 17.7778 | CF | CA | 2 | CA |  | 2 | 566 2 | US | 1 |  | 0 | STND | 30 | AF | IN | IN | IN | LN | WD | HT | P |  |  | O | O | O | O
GS-07F-238AA | JP-08511 | JUSTRITE | DRUM SECURITY LOCKS FOR PLASTIC DRUMS S | JP-08511 | DRUM SECURITY LOCKS FOR PLASTIC DRUMS | DRUM LOCKS REDUCE THEFT, PILFERING, SABOTAGE AND " COCKTAILING" OF CONTENTS. IDEAL FOR: HOMELAND SECURITY INTERNAL FACILITY CONTAINMENT AND SECURITY IN-HOUSE CONTENT MONITORING AND DRUM RELOCATION STAGING AREAS FOR WASTE CHEMICALS | JUSTRITE DRUM LOCKS ARE A COST EFFECTIVE SOLUTION TO CONTROLLING STORAGE CONCERNS OF ALL TYPES OF LIQUIDS, SEMI-LIQUIDS, AND POWDERS THAT COME IN STANDARD DRUMS. CORROSION RESISTANT, NON-SPARKING ZINC | TO SECURE THE DRUM LOCK IT IS NOT NECESSARY TO REMOVE THE ORIGINAL BUNG, THEREFORE THERE IS NO CONTACT WITH THE DRUM CONTENTS. |  | 24 | 40 | 60 | 33.3333 | CF | CA | 2 | CA |  | 2 | 566 2 | US | 1 |  | 0 | STND | 30 | AF | IN | IN | IN | LN | WD | HT | P |  |  | O | O | O | O
GS-07F-238AA | JP-08530 | JUSTRITE | JUSTRITE VERTICAL DRUM POLY POP- | JP-08530 | JUSTRITE VERTICAL DRUM POLY POP-UP FILL GAUGE SMALL | A LOW COST SOLUTION TO OVERFILLING DRUMS DURING WASTE DISPOSAL OPERATIONS. WHEN DRUM IS ALMOST FULL, INDICATOR " POPS-UP" TO WARN YOU. DRUM GAUGE INSTALLS EASILY BY THREADING INTO A STANDARD. 75" NPT BUNG HOLE AND ACCEPTS ANY. 75' FAUCET. |  |  |  | 24 | 40 | 60 | 33.3333 | CF | EA |  |  |  | 0.1 | 566 2 | US | 1 |  | 0 | STND | 30 | AF | IN | IN | IN | LN | WD | HT | P |  |  | O | O | O | O
GS-07F-238AA | JP-08531 | JUSTRITE | JUSTRITE VERTICAL DRUM POLY POP- | JP-08531 | JUSTRITE VERTICAL DRUM POLY POP-UP FILL GAUGE LARGE | A LOW COST SOLUTION TO OVERFILLING DRUMS DURING WASTE DISPOSAL OPERATIONS. WHEN DRUM IS ALMOST FULL, INDICATOR " POPS-UP" TO WARN YOU. DRUM GAUGE INSTALLS EASILY BY THREADING INTO A STANDARD. 75" NPT BUNG HOLE AND ACCEPTS ANY. 75' FAUCET. |  |  |  | 24 | 40 | 60 | 33.3333 | CF | EA |  |  |  | 0.1 | 566 2 | US | 1 |  | 0 | STND | 30 | AF | IN | IN | IN | LN | WD | HT | P |  |  | O | O | O | O
GS-07F-238AA | JP-08532 | JUSTRITE | HORIZONTAL CAST IRON DRUM FILL GAUGE | JP-08532 | HORIZONTAL CAST IRON DRUM FILL GAUGE | HORIZONTAL DRUM CAST IRON FILL GAUGE ALLOWS YOU TO EASILY CHECK LIQUID LEVEL OF A HORIZONTAL DRUM AT A GLANCE - NO MORE SURPRISE RE-ORDERS OR STOCK DEPLETIONS. USE INDOORS OR OUT, WHEREVER YOU NEED TO MONITOR THE LIQUID LEVEL OF DRUM CONTENTS. | SIGHT GAUGE SHOWS HOW MUCH LIQUID REMAINS IN A 30- OR 55 GALLON DRUM. DRUM GAUGE INSTALLS EASILY BY THREADING INTO A STANDARD. 75" NPT BUNG HOLE AND ACCEPTS ANY. 75' FAUCET. RUGGED ZINC PLATED, CAST IRON BODY STANDS UP TO HEAVY USE. | PROTECTED WITH A CHROME PLATED HOUSING AND PERMITS USE WITH NON-VISCOUS OILS. BUNA-N SEALS MAKE THIS UNIT IDEAL FOR PETROLEUM PRODUCTS. JUSTRITE PART # 08532. |  | 24 | 60 | 80 | 66.6667 | CF | EA |  |  |  | 2 | 566 2 | US | 1 |  | 0 | STND | 30 | AF | IN | IN | IN | LN | WD | HT | P |  |  | O | O | O | O
GS-07F-238AA | JP-08533 | JUSTRITE | HORIZONTAL IRON DRUM FILL GAUGE/ FAUCET | JP-08533 | HORIZONTAL CAST IRON DRUM FILL GAUGE & FAUCET KIT | HORIZONTAL DRUM CAST IRON FILL GAUGE ALLOWS YOU TO EASILY CHECK LIQUID LEVEL OF A HORIZONTAL DRUM AT A GLANCE - NO MORE SURPRISE RE-ORDERS OR STOCK DEPLETIONS. USE INDOORS OR OUT, WHEREVER YOU NEED TO MONITOR THE LIQUID LEVEL OF DRUM CONTENTS. | SIGHT GAUGE SHOWS HOW MUCH LIQUID REMAINS IN A 30- OR 55 GALLON DRUM. DRUM GAUGE INSTALLS EASILY BY THREADING INTO A STANDARD. 75" NPT BUNG HOLE AND ACCEPTS ANY. 75' FAUCET. RUGGED ZINC PLATED, CAST IRON BODY STANDS UP TO HEAVY USE. | PROTECTED WITH A CHROME PLATED HOUSING AND PERMITS USE WITH NON-VISCOUS OILS. BUNA-N SEALS MAKE THIS UNIT IDEAL FOR PETROLEUM PRODUCTS. JUSTRITE PART # 08533. |  | 24 | 60 | 80 | 66.6667 | CF | EA |  |  |  | 4 | 566 2 | US | 1 |  | 0 | STND | 30 | AF | IN | IN | IN | LN | WD | HT | P |  |  | O | O | O | O
GS-07F-238AA | JP-08540 | JUSTRITE | BRASS CONTROL FLOW FAUCET FOR SAFETY LAB | JP-08540 | BRASS CONTROL FLOW FAUCET FOR SAFETY LAB CANS | SELF-CLOSING SAFETY FAUCETS INCORPORATE AN INTERNAL FLAME ARRESTOR WHICH PREVENTS FLASHBACK OF FIRE INTO THE DRUM. BRASS AND STAINLESS STEEL FAUCETS FEATURE A POLYTETRAFLUOROETHYLENE (PTFE) SEAL; ZINC FAUCETS HAVE A BUNA-N GASKET. ADJUSTABLE MODELS S | CREW TIGHTLY INTO DRUM AND CAN BE ADJUSTED TO DISPENSING POSITION, WITH SPOUT DOWNWARD, WITHOUT THREAD DAMAGE OR LEAKAGE. FAUCET EXTENSIONS PROVIDE EXTRA DISPENSING ACCURACY AND PREVENTS SPILLS. JUSTRITE PART # 08540. |  |  | 32 | 40 | 40 | 29.6296 | CF | EA |  |  |  | 1 | 566 2 | US | 1 |  | 0 | STND | 30 | AF | IN | IN | IN | LN | WD | HT | P |  |  | O | O | O | O
GS-07F-238AA | JP-08552 | JUSTRITE | BRASS DRUM GATE VALVE SELF-CLOSING | JP-08552 | BRASS DRUM GATE VALVE SELF-CLOSING | SELF-CLOSING SAFETY FAUCETS INCORPORATE AN INTERNAL FLAME ARRESTOR WHICH PREVENTS FLASHBACK OF FIRE INTO THE DRUM. BRASS AND STAINLESS STEEL FAUCETS FEATURE A POLYTETRAFLUOROETHYLENE (PTFE) SEAL; ZINC FAUCETS HAVE A BUNA-N GASKET. ADJUSTABLE MODELS S | CREW TIGHTLY INTO DRUM AND CAN BE ADJUSTED TO DISPENSING POSITION, WITH SPOUT DOWNWARD, WITHOUT THREAD DAMAGE OR LEAKAGE. FAUCET EXTENSIONS PROVIDE EXTRA DISPENSING ACCURACY AND PREVENTS SPILLS. FOR TROUBLE-FREE DISPENSING OF VISCOUS NONCORROSIVE FLA | MMABLES SUCH AS ADHESIVES, PAINT OR HEAVY OILS ABOVE 2000 SSU (ABOUT 30W OIL), USE JUSTRITE'S 2" GATE VALVES AND/OR. 75" VISCOUS LIQUIDS FAUCETS. FLAME ARRESTORS ARE NOT PROVIDED ON VISCOUS LIQUID FAUCETS. JUSTRITE PART # 08552. |  | 32 | 40 | 40 | 29.6296 | CF | EA |  |  |  | 6.8 | 566 2 | US | 1 |  | 0 | STND | 30 | AF | IN | IN | IN | LN | WD | HT | P |  |  | O | O | O | O
GS-07F-238AA | JP-08584 | JUSTRITE | JUSTRITE FLEXI FAUCET HOSE EXTENSION | JP-08584 | JUSTRITE FLEXIBLE FAUCET HOSE EXTENSION BRASS | SELF-CLOSING SAFETY FAUCETS INCORPORATE AN INTERNAL FLAME ARRESTOR WHICH PREVENTS FLASHBACK OF FIRE INTO THE DRUM. BRASS AND STAINLESS STEEL FAUCETS FEATURE A POLYTETRAFLUOROETHYLENE (PTFE) SEAL; ZINC FAUCETS HAVE A BUNA-N GASKET. ADJUSTABLE MODELS S | CREW TIGHTLY INTO DRUM AND CAN BE ADJUSTED TO DISPENSING POSITION, WITH SPOUT DOWNWARD, WITHOUT THREAD DAMAGE OR LEAKAGE. FAUCET EXTENSIONS PROVIDE EXTRA DISPENSING ACCURACY AND PREVENTS SPILLS. JUSTRITE PART # 08584. |  |  | 12 | 12 | 12 | 1 | CF | EA |  |  |  | 0.3 | 540 16 | US | 1 |  | 0 | STND | 30 | AF | IN | IN | IN | LN | WD | HT | P |  |  | O | O | O | O
GS-07F-238AA | JP-08587 | JUSTRITE | JUSTRITE FLEXI FAUCET HOSE EXTENSION | JP-08587 | JUSTRITE FLEXIBLE FAUCET HOSE EXTENSION STAINLESS STEEL | SELF-CLOSING SAFETY FAUCETS INCORPORATE AN INTERNAL FLAME ARRESTOR WHICH PREVENTS FLASHBACK OF FIRE INTO THE DRUM. BRASS AND STAINLESS STEEL FAUCETS FEATURE A POLYTETRAFLUOROETHYLENE (PTFE) SEAL; ZINC FAUCETS HAVE A BUNA-N GASKET. ADJUSTABLE MODELS S | CREW TIGHTLY INTO DRUM AND CAN BE ADJUSTED TO DISPENSING POSITION, WITH SPOUT DOWNWARD, WITHOUT THREAD DAMAGE OR LEAKAGE. FAUCET EXTENSIONS PROVIDE EXTRA DISPENSING ACCURACY AND PREVENTS SPILLS. JUSTRITE PART # 08587. |  |  | 12 | 12 | 12 | 1 | CF | EA |  |  |  | 0.3 | 540 16 | US | 1 |  | 0 | STND | 30 | AF | IN | IN | IN | LN | WD | HT | P |  |  | O | O | O | O
GS-07F-238AA | JP-08805 | JUSTRITE | DRUM BUNG PLUG WRENCH FOR METAL DRUMS | JP-08805 | DRUM BUNG PLUG WRENCH - FOR METAL DRUMS | OPENS DRUM BUNG CAPS. RUGGED, NONSPARKING CORROSIVE RESISTANT TOOL FITS ANY OF SEVEN ALTERNATE 2" OR. 75" STYLES COMMONLY USED ON DRUMS. DESIGN OF HANDLE PROTECTS THE HAND. JUSTRITE PART # 08805. |  |  |  | 12 | 12 | 12 | 1 | CF | EA |  |  |  | 2.3 | 540 16 | US | 1 |  | 0 | STND | 30 | AF | IN | IN | IN | LN | WD | HT | P |  |  | O | O | O | O
GS-07F-238AA | JP-08902 | JUSTRITE | RIGID BRASS SAFETY FAUCET | JP-08902 | RIGID BRASS SAFETY FAUCET | SELF-CLOSING SAFETY FAUCETS INCORPORATE AN INTERNAL FLAME ARRESTOR WHICH PREVENTS FLASHBACK OF FIRE INTO THE DRUM. BRASS AND STAINLESS STEEL FAUCETS FEATURE A POLYTETRAFLUOROETHYLENE (PTFE) SEAL; ZINC FAUCETS HAVE A BUNA-N GASKET. ADJUSTABLE MODELS S | CREW TIGHTLY INTO DRUM AND CAN BE ADJUSTED TO DISPENSING POSITION, WITH SPOUT DOWNWARD, WITHOUT THREAD DAMAGE OR LEAKAGE. FAUCET EXTENSIONS PROVIDE EXTRA DISPENSING ACCURACY AND PREVENTS SPILLS. JUSTRITE PART # 08902. |  |  | 12 | 12 | 12 | 1 | CF | EA |  |  |  | 1.3 | 540 16 | US | 1 |  | 0 | STND | 30 | AF | IN | IN | IN | LN | WD | HT | P |  |  | O | O | O | O
GS-07F-238AA | JP-08910 | JUSTRITE | ADJUSTABLE BRASS SAFETY DRUM FAUCET | JP-08910 | ADJUSTABLE BRASS SAFETY DRUM FAUCET | SELF-CLOSING SAFETY FAUCETS INCORPORATE AN INTERNAL FLAME ARRESTOR WHICH PREVENTS FLASHBACK OF FIRE INTO THE DRUM. BRASS AND STAINLESS STEEL FAUCETS FEATURE A POLYTETRAFLUOROETHYLENE (PTFE) SEAL; ZINC FAUCETS HAVE A BUNA-N GASKET. ADJUSTABLE MODELS S | CREW TIGHTLY INTO DRUM AND CAN BE ADJUSTED TO DISPENSING POSITION, WITH SPOUT DOWNWARD, WITHOUT THREAD DAMAGE OR LEAKAGE. FAUCET EXTENSIONS PROVIDE EXTRA DISPENSING ACCURACY AND PREVENTS SPILLS. JUSTRITE PART # 08910. |  |  | 12 | 12 | 12 | 1 | CF | EA |  |  |  | 1.5 | 540 16 | US | 1 |  | 0 | STND | 30 | AF | IN | IN | IN | LN | WD | HT | P |  |  | O | O | O | O
GS-07F-238AA | JP-08916 | JUSTRITE | ADJUSTABLE STAINLESS STEEL FAUCET | JP-08916 | ADJUSTABLE STAINLESS STEEL FAUCET | SELF-CLOSING SAFETY FAUCETS INCORPORATE AN INTERNAL FLAME ARRESTOR WHICH PREVENTS FLASHBACK OF FIRE INTO THE DRUM. BRASS AND STAINLESS STEEL FAUCETS FEATURE A POLYTETRAFLUOROETHYLENE (PTFE) SEAL; ZINC FAUCETS HAVE A BUNA-N GASKET. ADJUSTABLE MODELS S | CREW TIGHTLY INTO DRUM AND CAN BE ADJUSTED TO DISPENSING POSITION, WITH SPOUT DOWNWARD, WITHOUT THREAD DAMAGE OR LEAKAGE. FAUCET EXTENSIONS PROVIDE EXTRA DISPENSING ACCURACY AND PREVENTS SPILLS. JUSTRITE PART # 08916. |  |  | 12 | 12 | 12 | 1 | CF | EA |  |  |  | 1.5 | 540 16 | US | 1 |  | 0 | STND | 30 | AF | IN | IN | IN | LN | WD | HT | P |  |  | O | O | O | O
GS-07F-238AA | JP-08930 | JUSTRITE | BRASS FLEXI FAUCET EXTENSION 8" | JP-08930 | BRASS FLEXIBLE FAUCET EXTENSION 8" | SELF-CLOSING SAFETY FAUCETS INCORPORATE AN INTERNAL FLAME ARRESTOR WHICH PREVENTS FLASHBACK OF FIRE INTO THE DRUM. BRASS AND STAINLESS STEEL FAUCETS FEATURE A POLYTETRAFLUOROETHYLENE (PTFE) SEAL; ZINC FAUCETS HAVE A BUNA-N GASKET. ADJUSTABLE MODELS S | CREW TIGHTLY INTO DRUM AND CAN BE ADJUSTED TO DISPENSING POSITION, WITH SPOUT DOWNWARD, WITHOUT THREAD DAMAGE OR LEAKAGE. FAUCET EXTENSIONS PROVIDE EXTRA DISPENSING ACCURACY AND PREVENTS SPILLS. JUSTRITE PART # 08930. |  |  | 12 | 12 | 12 | 1 | CF | EA |  |  |  | 0.3 | 540 16 | US | 1 |  | 0 | STND | 30 | AF | IN | IN | IN | LN | WD | HT | P |  |  | O | O | O | O
GS-07F-238AA | JP-08932 | JUSTRITE | BRASS FLEXI FAUCET EXTENSION / 2.75" | JP-08932 | BRASS FLEXIBLE FAUCET EXTENSION / HOSE ATTACHMENT 2.75" | SELF-CLOSING SAFETY FAUCETS INCORPORATE AN INTERNAL FLAME ARRESTOR WHICH PREVENTS FLASHBACK OF FIRE INTO THE DRUM. BRASS AND STAINLESS STEEL FAUCETS FEATURE A POLYTETRAFLUOROETHYLENE (PTFE) SEAL; ZINC FAUCETS HAVE A BUNA-N GASKET. ADJUSTABLE MODELS S | CREW TIGHTLY INTO DRUM AND CAN BE ADJUSTED TO DISPENSING POSITION, WITH SPOUT DOWNWARD, WITHOUT THREAD DAMAGE OR LEAKAGE. FAUCET EXTENSIONS PROVIDE EXTRA DISPENSING ACCURACY AND PREVENTS SPILLS. JUSTRITE PART # 08932. |  |  | 12 | 12 | 12 | 1 | CF | EA |  |  |  | 0.2 | 540 16 | US | 1 |  | 0 | STND | 30 | AF | IN | IN | IN | LN | WD | HT | P |  |  | O | O | O | O
GS-07F-238AA | JP-08955 | JUSTRITE | BRASS DRUM FAUCET WITHOUT SCREEN | JP-08955 | BRASS DRUM FAUCET WITHOUT SCREEN | SELF-CLOSING SAFETY FAUCETS INCORPORATE AN INTERNAL FLAME ARRESTOR WHICH PREVENTS FLASHBACK OF FIRE INTO THE DRUM. BRASS AND STAINLESS STEEL FAUCETS FEATURE A POLYTETRAFLUOROETHYLENE (PTFE) SEAL; ZINC FAUCETS HAVE A BUNA-N GASKET. ADJUSTABLE MODELS S | CAN BE ADJUSTED TO DISPENSING POSITION, WITH SPOUT DOWNWARD, WITHOUT THREAD DAMAGE OR LEAKAGE. FAUCET EXTENSIONS PROVIDE EXTRA DISPENSING ACCURACY AND PREVENTS SPILLS. FOR TROUBLE-FREE DISPENSING OF VISCOUS NONCORROSIVE FLAMMABLES. | USE WITH ADHESIVES, PAINT OR HEAVY OILS ABOVE 2000 SSU (ABOUT 30W OIL), USE JUSTRITE'S 2" GATE VALVES AND/OR. 75" VISCOUS LIQUIDS FAUCETS. FLAME ARRESTORS ARE NOT PROVIDED ON VISCOUS LIQUID FAUCETS. JUSTRITE PART # 08955. |  | 12 | 12 | 12 | 1 | CF | EA |  |  |  | 1.3 | 540 16 | US | 1 |  | 0 | STND | 30 | AF | IN | IN | IN | LN | WD | HT | P |  |  | O | O | O | O
GS-07F-238AA | JP-09100 | JUSTRITE | 6 GAL OILY WASTE CAN, FOOT OPERAT | JP-09100 | 6 GALLON OILY WASTE CAN, FOOT OPERATED LEVER COVER RED OR YELLOW | 6 GAL OILY WASTE CAN WITH FOOT OPERATED LEVER COVER. DIMENSIONS: 11.875"H X15.875"W. DISPOSE OF OIL-SOAKED RAGS AND PROTECT YOUR FACILITY FROM FIRES THAT CAN START DUE TO SPONTANEOUS COMBUSTION AND SPARKS. OSHA COMPLIANT OILY WASTE CANS | USE WHEN SOLVENT SOAKED CLOTHS AND WIPING RAGS ARE USED. RAGS AND CLOTHS SOAKED WITH SOLVENTS, THINNERS, LINSEED OIL, COMBUSTIBLE ADHESIVES AND OTHER FLAMMABLE LIQUIDS PRESENT A SERIOUS FIRE RISK WHEN IMPROPERLY DISCARDED. | OPENS NO MORE THAN 60 DEGREES AND STAYS CLOSED WHEN NOT IN USE, ISOLATING CONTENTS FROM FIRE SOURCES AND LIMITING OXYGEN SO SPONTANEOUS COMBUSTION RISK IS VIRTUALLY ELIMINATED. ROUND CONSTRUCTION AND ELEVATED BOTTOM ENCOURAGE CIRCULATION OF AIR |  | 12 | 12 | 12 | 1 | CF | EA |  |  |  | 9.5 | 540 16 | US | 1 |  | 0 | STND | 30 | AF | IN | IN | IN | LN | WD | HT | P |  |  | O | O | O | O
GS-07F-238AA | JP-09110 | JUSTRITE | 6 GAL OILY WASTE CAN, HAND OPERAT | JP-09110 | 6 GALLON OILY WASTE CAN, HAND OPERATED COVER RED OR YELLOW | 6 GAL OILY WASTE CAN WITH HAND OPERATED COVER. DIMENSIONS: 11.875"H X15.875"W. DISPOSE OF OIL-SOAKED RAGS AND PROTECT YOUR FACILITY FROM FIRES THAT CAN START DUE TO SPONTANEOUS COMBUSTION AND SPARKS. OSHA COMPLIANT OILY WASTE CANS | USE WHEN SOLVENT SOAKED CLOTHS AND WIPING RAGS ARE USED. RAGS AND CLOTHS SOAKED WITH SOLVENTS, THINNERS, LINSEED OIL, COMBUSTIBLE ADHESIVES AND OTHER FLAMMABLE LIQUIDS PRESENT A SERIOUS FIRE RISK WHEN IMPROPERLY DISCARDED. | OPENS NO MORE THAN 60 DEGREES AND STAYS CLOSED WHEN NOT IN USE, ISOLATING CONTENTS FROM FIRE SOURCES AND LIMITING OXYGEN SO SPONTANEOUS COMBUSTION RISK IS VIRTUALLY ELIMINATED. ROUND CONSTRUCTION AND ELEVATED BOTTOM ENCOURAGE CIRCULATION OF AIR |  | 12 | 12 | 12 | 1 | CF | EA |  |  |  | 8.6 | 540 16 | US | 1 |  | 0 | STND | 30 | AF | IN | IN | IN | LN | WD | HT | P |  |  | O | O | O | O
GS-07F-238AA | JP-09200 | JUSTRITE | 2 GAL COUNTERTOP OILY WASTE CAN WITH | JP-09200 | 2 GALLON COUNTERTOP OILY WASTE CAN, HAND OPERATED COVER RED OR YELLOW | 2 GAL COUNTERTOP OILY WASTE CAN. DIMENSIONS: 9.625"H X9.125"W. DISPOSE OF OIL-SOAKED RAGS AND PROTECT YOUR FACILITY FROM FIRES THAT CAN START DUE TO SPONTANEOUS COMBUSTION AND SPARKS. OSHA COMPLIANT OILY WASTE CANS ARE ESSENTIAL WHENEVER SOLVENT | USE WHEN SOLVENT SOAKED CLOTHS AND WIPING RAGS ARE USED. RAGS AND CLOTHS SOAKED WITH SOLVENTS, THINNERS, LINSEED OIL, COMBUSTIBLE ADHESIVES AND OTHER FLAMMABLE LIQUIDS PRESENT A SERIOUS FIRE RISK WHEN IMPROPERLY DISCARDED. | OPENS NO MORE THAN 60 DEGREES AND STAYS CLOSED WHEN NOT IN USE, ISOLATING CONTENTS FROM FIRE SOURCES AND LIMITING OXYGEN SO SPONTANEOUS COMBUSTION RISK IS VIRTUALLY ELIMINATED. ROUND CONSTRUCTION AND ELEVATED BOTTOM ENCOURAGE CIRCULATION OF AIR |  | 12 | 12 | 12 | 1 | CF | EA |  |  |  | 6 | 540 16 | US | 1 |  | 0 | STND | 30 | AF | IN | IN | IN | LN | WD | HT | P |  |  | O | O | O | O
GS-07F-238AA | JP-09300 | JUSTRITE | 10 GAL OILY WASTE CAN, FOOT OPERA | JP-09300 | 10 GALLON OILY WASTE CAN, FOOT OPERATED COVER RED OR YELLOW | 10 GAL OILY WASTE CAN WITH FOOT OPERATED COVER. DIMENSIONS: 13.3125 HX18.25 W. DISPOSE OF OIL-SOAKED RAGS AND PROTECT YOUR FACILITY FROM FIRES THAT CAN START DUE TO SPONTANEOUS COMBUSTION AND SPARKS. OSHA COMPLIANT OILY WASTE CANS ARE ESSENTIAL | USE WHEN SOLVENT SOAKED CLOTHS AND WIPING RAGS ARE USED. RAGS AND CLOTHS SOAKED WITH SOLVENTS, THINNERS, LINSEED OIL, COMBUSTIBLE ADHESIVES AND OTHER FLAMMABLE LIQUIDS PRESENT A SERIOUS FIRE RISK WHEN IMPROPERLY DISCARDED. | OPENS NO MORE THAN 60 DEGREES AND STAYS CLOSED WHEN NOT IN USE, ISOLATING CONTENTS FROM FIRE SOURCES AND LIMITING OXYGEN SO SPONTANEOUS COMBUSTION RISK IS VIRTUALLY ELIMINATED. ROUND CONSTRUCTION AND ELEVATED BOTTOM ENCOURAGE CIRCULATION OF AIR |  | 12 | 12 | 12 | 1 | CF | EA |  |  |  | 12.5 | 540 16 | US | 1 |  | 0 | STND | 30 | AF | IN | IN | IN | LN | WD | HT | P |  |  | O | O | O | O
GS-07F-238AA | JP-09310 | JUSTRITE | 10 GAL OILY WASTE CAN, HAND OPERA | JP-09310 | 10 GALLON OILY WASTE CAN, HAND OPERATED COVER RED OR YELLOW | 10 GAL OILY WASTE CAN WITH HAND OPERATED COVER. DIMENSIONS: 13.3125"H X18.25"W. DISPOSE OF OIL-SOAKED RAGS AND PROTECT YOUR FACILITY FROM FIRES THAT CAN START DUE TO SPONTANEOUS COMBUSTION AND SPARKS. OSHA COMPLIANT OILY WASTE CANS ARE ESSENTIAL | USE WHEN SOLVENT SOAKED CLOTHS AND WIPING RAGS ARE USED. RAGS AND CLOTHS SOAKED WITH SOLVENTS, THINNERS, LINSEED OIL, COMBUSTIBLE ADHESIVES AND OTHER FLAMMABLE LIQUIDS PRESENT A SERIOUS FIRE RISK WHEN IMPROPERLY DISCARDED. | OPENS NO MORE THAN 60 DEGREES AND STAYS CLOSED WHEN NOT IN USE, ISOLATING CONTENTS FROM FIRE SOURCES AND LIMITING OXYGEN SO SPONTANEOUS COMBUSTION RISK IS VIRTUALLY ELIMINATED. ROUND CONSTRUCTION AND ELEVATED BOTTOM ENCOURAGE CIRCULATION OF AIR |  | 12 | 12 | 12 | 1 | CF | EA |  |  |  | 11 | 540 16 | US | 1 |  | 0 | STND | 30 | AF | IN | IN | IN | LN | WD | HT | P |  |  | O | O | O | O
GS-07F-238AA | JP-09500 | JUSTRITE | OILY WASTE CAN 14 GAL, FOOT OPER | JP-09500 | OILY WASTE CAN 14 GALLON , FOOT OPERATED COVER RED OR YELLOW | 14 GAL OILY WASTE CAN WITH FOOT OPERATED COVER. DIMENSIONS: 16.0625"H X20.25"W. DISPOSE OF OIL-SOAKED RAGS AND PROTECT YOUR FACILITY FROM FIRES THAT CAN START DUE TO SPONTANEOUS COMBUSTION AND SPARKS. OSHA COMPLIANT OILY WASTE CANS ARE ESSENTIAL | USE WHEN SOLVENT SOAKED CLOTHS AND WIPING RAGS ARE USED. RAGS AND CLOTHS SOAKED WITH SOLVENTS, THINNERS, LINSEED OIL, COMBUSTIBLE ADHESIVES AND OTHER FLAMMABLE LIQUIDS PRESENT A SERIOUS FIRE RISK WHEN IMPROPERLY DISCARDED. | OPENS NO MORE THAN 60 DEGREES AND STAYS CLOSED WHEN NOT IN USE, ISOLATING CONTENTS FROM FIRE SOURCES AND LIMITING OXYGEN SO SPONTANEOUS COMBUSTION RISK IS VIRTUALLY ELIMINATED. ROUND CONSTRUCTION AND ELEVATED BOTTOM ENCOURAGE CIRCULATION OF AIR |  | 12 | 12 | 12 | 1 | CF | EA |  |  |  | 15.5 | 540 16 | US | 1 |  | 0 | STND | 30 | AF | IN | IN | IN | LN | WD | HT | P |  |  | O | O | O | O
GS-07F-238AA | JP-09510 | JUSTRITE | OILY WASTE CAN 14 GAL, HAND OPER | JP-09510 | OILY WASTE CAN 14 GALLON , HAND OPERATED COVER RED OR YELLOW | 14 GAL OILY WASTE CAN WITH HAND OPERATED COVER. DIMENSIONS: 16.0625"H X20.25"W. DISPOSE OF OIL-SOAKED RAGS AND PROTECT YOUR FACILITY FROM FIRES THAT CAN START DUE TO SPONTANEOUS COMBUSTION AND SPARKS. OSHA COMPLIANT OILY WASTE CANS ARE ESSENTIAL | USE WHEN SOLVENT SOAKED CLOTHS AND WIPING RAGS ARE USED. RAGS AND CLOTHS SOAKED WITH SOLVENTS, THINNERS, LINSEED OIL, COMBUSTIBLE ADHESIVES AND OTHER FLAMMABLE LIQUIDS PRESENT A SERIOUS FIRE RISK WHEN IMPROPERLY DISCARDED. | OPENS NO MORE THAN 60 DEGREES AND STAYS CLOSED WHEN NOT IN USE, ISOLATING CONTENTS FROM FIRE SOURCES AND LIMITING OXYGEN SO SPONTANEOUS COMBUSTION RISK IS VIRTUALLY ELIMINATED. ROUND CONSTRUCTION AND ELEVATED BOTTOM ENCOURAGE CIRCULATION OF AIR |  | 12 | 12 | 12 | 1 | CF | EA |  |  |  | 15 | 540 16 | US | 1 |  | 0 | STND | 30 | AF | IN | IN | IN | LN | WD | HT | P |  |  | O | O | O | O
GS-07F-238AA | JP-09700 | JUSTRITE | OILY WASTE CAN 21 GAL, FOOT OPER | JP-09700 | OILY WASTE CAN 21 GALLON , FOOT OPERATED COVER RED OR YELLOW | 21 GAL OILY WASTE CAN WITH FOOT OPERATED COVER. DIMENSIONS: 18.375"H X23.4375"W. DISPOSE OF OIL-SOAKED RAGS AND PROTECT YOUR FACILITY FROM FIRES THAT CAN START DUE TO SPONTANEOUS COMBUSTION AND SPARKS. OSHA COMPLIANT OILY WASTE CANS ARE ESSENTIAL | USE WHEN SOLVENT SOAKED CLOTHS AND WIPING RAGS ARE USED. RAGS AND CLOTHS SOAKED WITH SOLVENTS, THINNERS, LINSEED OIL, COMBUSTIBLE ADHESIVES AND OTHER FLAMMABLE LIQUIDS PRESENT A SERIOUS FIRE RISK WHEN IMPROPERLY DISCARDED. | OPENS NO MORE THAN 60 DEGREES AND STAYS CLOSED WHEN NOT IN USE, ISOLATING CONTENTS FROM FIRE SOURCES AND LIMITING OXYGEN SO SPONTANEOUS COMBUSTION RISK IS VIRTUALLY ELIMINATED. ROUND CONSTRUCTION AND ELEVATED BOTTOM ENCOURAGE CIRCULATION OF AIR |  | 12 | 12 | 12 | 1 | CF | EA |  |  |  | 22 | 540 16 | US | 1 |  | 0 | STND | 30 | AF | IN | IN | IN | LN | WD | HT | P |  |  | O | O | O | O
GS-07F-238AA | JP-09710 | JUSTRITE | OILY WASTE CAN 21 GAL, HAND OPER | JP-09710 | OILY WASTE CAN 21 GALLON , HAND OPERATED COVER RED OR YELLOW | 21 GAL OILY WASTE CAN WITH HAND OPERATED COVER. DIMENSIONS: 18.375"H X23.4375"W. DISPOSE OF OIL-SOAKED RAGS AND PROTECT YOUR FACILITY FROM FIRES THAT CAN START DUE TO SPONTANEOUS COMBUSTION AND SPARKS. OSHA COMPLIANT OILY WASTE CANS ARE ESSENTIAL | USE WHEN SOLVENT SOAKED CLOTHS AND WIPING RAGS ARE USED. RAGS AND CLOTHS SOAKED WITH SOLVENTS, THINNERS, LINSEED OIL, COMBUSTIBLE ADHESIVES AND OTHER FLAMMABLE LIQUIDS PRESENT A SERIOUS FIRE RISK WHEN IMPROPERLY DISCARDED. | OPENS NO MORE THAN 60 DEGREES AND STAYS CLOSED WHEN NOT IN USE, ISOLATING CONTENTS FROM FIRE SOURCES AND LIMITING OXYGEN SO SPONTANEOUS COMBUSTION RISK IS VIRTUALLY ELIMINATED. ROUND CONSTRUCTION AND ELEVATED BOTTOM ENCOURAGE CIRCULATION OF AIR |  | 12 | 12 | 12 | 1 | CF | EA |  |  |  | 20.1 | 540 16 | US | 1 |  | 0 | STND | 30 | AF | IN | IN | IN | LN | WD | HT | P |  |  | O | O | O | O
GS-07F-238AA | JP-10001 | JUSTRITE | TYPE I JUSTRITE STEEL SAFETY CAN 1 PINT | JP-10001 | TYPE I JUSTRITE STEEL SAFETY CAN 1 PINT | DIMENSIONS (ODXH) - 4.625" X6.75" COMPLIANT TYPE I SAFETY CANS ARE DESIGNED WITH A SINGLE SPOUT FOR FILLING AND POURING. THE SELF-CLOSING, LEAK PROOF LID PROVIDES SECURITY FROM SPILLS AND LEAKS. CANS UP TO ONE GAL FEATURE A TRIGGER RELEASE HANDLE | UNIQUE COUNTERBALANCE, ERGONOMIC DESIGN WITH FULL-FISTED GRIP HANDLE OFFERS GRAVITY-ASSISTED POURING. ALL MODELS ARE EQUIPPED WITH AN FM-TESTED DUAL-DENSITY FLAME ARRESTOR | DISSIPATES HEAT TO STOP FLASHBACK IGNITION. TO PROTECT AGAINST RUPTURE OR EXPLOSION, POSITIVE PRESSURE RELIEF MECHANISM AUTOMATICALLY VENTS BETWEEN 3 AND 5 PSIG. HEAVY-DUTY, HIGH GRADE COATED STEEL CONSTRUCTION |  | 12 | 12 | 12 | 1 | CF | EA |  |  |  | 1.5 | 540 16 | US | 1 |  | 0 | STND | 30 | AF | IN | IN | IN | LN | WD | HT | P |  |  | O | O | O | O
GS-07F-238AA | JP-10008 | JUSTRITE | 1 PINT STEEL PLUNGER CAN | JP-10008 | 1 PINT STEEL PLUNGER CAN | PLUNGER CANS HELP YOU QUICKLY AND EASILY MOISTEN CLEANING CLOTHS OR SWABS. PUSHING DOWN ON THE BRASS PUMP ASSEMBLY FILLS UPPER PAN WITH A MEASURED AMOUNT OF LIQUID FOR MOISTENING. SURPLUS LIQUID DRAINS SAFELY BACK INTO RESERVOIR. | FLAME ARRESTOR. TOP RIMS HAVE MOLDED EDGE PROTECTORS FOR SMOOTH, TROUBLE-FREE MOISTENING. RUGGED 24-GAUGE STEEL CONSTRUCTION. STEEL CANS ARE FINISHED IN A TOUGH, CHEMICAL RESISTANT POWDER PAINT | TEN-YEAR LIMITED WARRANTY. STEEL DASHER ASSEMBLY AND BRASS PLUNGER ASSEMBLY. CAN OPENING IS APPROXIMATELY 2.5" IN DIAMETER WHEN DASHER ASSEMBLY IS REMOVED FOR REFILLING. JUSTRITE PART # 10008. |  | 32 | 40 | 40 | 29.6296 | CF | EA |  |  |  | 1.5 | 566 2 | US | 1 |  | 0 | STND | 30 | AF | IN | IN | IN | LN | WD | HT | P |  |  | O | O | O | O
GS-07F-238AA | JP-10101 | JUSTRITE | 1 QUART JUSTRITE STEEL SAFETY CAN | JP-10101 | 1 QUART JUSTRITE STEEL SAFETY CAN | COMPLIANT AND ECONOMICAL JUSTRITE TYPE I SAFETY CANS REDUCE FIRE RISKS AND MAKE EVERYDAY USE OF FLAMMABLES EASIER AND SAFER. PROTECTION FEATURES INCLUDE A 3.5" (88MM) LONG CHEMICAL RESISTANT STAINLESS STEEL FLAME ARRESTER THAT STOPS FLASHBACK | PROVIDES FASTER LIQUID FLOW, AND OFFERS EXCEPTIONAL DURABILITY. THE SELF-VENTING, SELF-CLOSING LEAKPROOF LID PREVENTS RUPTURES FROM PRESSURE BUILD-UP AND CONTROLS VAPORS AND SPILLS. WARNING LABEL INCLUDES AN EXTRA LARGE ID ZONE FOR USER LABELING | REDUCE THE POTENTIAL FOR INCOMPATIBLE MIXTURES, OR MAY BE USED TO DESIGNATE DEPARTMENT OR INDIVIDUAL OWNER. GALVANIZED STEEL WITH A TOUGH POWDER PAINT FINISH.CAPACITY: 1 QT DIMENSIONS: 4.375 ODX8.25 H. JUSTRITE |  | 32 | 40 | 40 | 29.6296 | CF | EA |  |  |  | 1.5 | 566 2 | US | 1 |  | 0 | STND | 30 | AF | IN | IN | IN | LN | WD | HT | P |  |  | O | O | O | O
GS-07F-238AA | JP-10108 | JUSTRITE | 1 QUART JUSTRITE STEEL PLUNGER CAN | JP-10108 | 1 QUART JUSTRITE STEEL PLUNGER CAN | PLUNGER CANS HELP YOU QUICKLY AND EASILY MOISTEN CLEANING CLOTHS OR SWABS. PUSHING DOWN ON THE BRASS PUMP ASSEMBLY FILLS UPPER PAN WITH A MEASURED AMOUNT OF LIQUID FOR MOISTENING. SURPLUS LIQUID DRAINS SAFELY BACK INTO RESERVOIR. | FLAME ARRESTOR. TOP RIMS HAVE MOLDED EDGE PROTECTORS FOR SMOOTH, TROUBLE-FREE MOISTENING. RUGGED 24-GAUGE STEEL CONSTRUCTION. STEEL CANS ARE FINISHED IN A TOUGH, CHEMICAL RESISTANT POWDER PAINT | TEN-YEAR LIMITED WARRANTY. STEEL DASHER ASSEMBLY AND BRASS PLUNGER ASSEMBLY. JUSTRITE PART # 10108. |  | 32 | 40 | 40 | 29.6296 | CF | EA |  |  |  | 2.5 | 566 2 | US | 1 |  | 0 | STND | 30 | AF | IN | IN | IN | LN | WD | HT | P |  |  | O | O | O | O
GS-07F-238AA | JP-10175 | JUSTRITE | 1 QUART STEEL BENCH CAN | JP-10175 | 1 QUART STEEL BENCH CAN | BENCH CANS PROVIDE AN EASY MEANS OF CLEANING SMALL PARTS IN SOLVENTS. SIMPLY PLACE WORK ON SPRING-LOADED, PERFORATED DASHER PLATE, PRESS DOWN AND AGITATE, THEN RELEASE TO RETURN DASHER TO DRAIN POSITION. PLATED STEEL DASHER IS A FLAME ARRESTOR | HINGED COVER MINIMIZES EVAPORATION LOSSES. PROTECTED RIM REDUCES THE POSSIBILITY OF HAND INJURY. STURDY 24-GAUGE PREMIUM COATED STEEL, CAN IS FINISHED IN A TOUGH POWDER COAT PAINT FINISH OR ADDED DURABILITY. JUSTRITE PART # 10175. |  |  | 32 | 40 | 60 | 44.4444 | CF | EA |  |  |  | 1.5 | 566 2 | US | 1 |  | 0 | STND | 30 | AF | IN | IN | IN | LN | WD | HT | P |  |  | O | O | O | O
GS-07F-238AA | JP-10177 | JUSTRITE | PLATED STEEL SAFETY SPILL TRAY | JP-10177 | PLATED STEEL SAFETY SPILL TRAY | SPILL TRAY HAS LOW PROFILE, LARGE DIAMETER SURFACE TO CONTAIN SPILLS AND OVERFILL WITH A ONE QUART CAPACITY. CONSTRUCTED OF 24-GAUGE COATED STEEL, TRAY EASILY SUPPORTS SAFETY CANS UP TO 5 GALLON CAPACITY. JUSTRITE PART # 10177. |  |  |  | 32 | 40 | 60 | 44.4444 | CF | EA |  |  |  | 3.5 | 566 2 | US | 1 |  | 0 | STND | 30 | AF | IN | IN | IN | LN | WD | HT | P |  |  | O | O | O | O
GS-07F-238AA | JP-10208 | JUSTRITE | 2 QUART STEEL PLUNGER CAN | JP-10208 | 2 QUART STEEL PLUNGER CAN | PLUNGER CANS HELP YOU QUICKLY AND EASILY MOISTEN CLEANING CLOTHS OR SWABS. PUSHING DOWN ON THE BRASS PUMP ASSEMBLY FILLS UPPER PAN WITH A MEASURED AMOUNT OF LIQUID FOR MOISTENING. SURPLUS LIQUID DRAINS SAFELY BACK INTO RESERVOIR. | FLAME ARRESTOR. TOP RIMS HAVE MOLDED EDGE PROTECTORS FOR SMOOTH, TROUBLE-FREE MOISTENING. RUGGED 24-GAUGE STEEL CONSTRUCTION. STEEL CANS ARE FINISHED IN A TOUGH, CHEMICAL RESISTANT POWDER PAINT | TEN-YEAR LIMITED WARRANTY. STEEL DASHER ASSEMBLY AND BRASS PLUNGER ASSEMBLY. JUSTRITE PART # 10208. |  | 32 | 40 | 60 | 44.4444 | CF | EA |  |  |  | 3 | 566 2 | US | 1 |  | 0 | STND | 30 | AF | IN | IN | IN | LN | WD | HT | P |  |  | O | O | O | O
GS-07F-238AA | JP-10295 | JUSTRITE | 2 QUART STEEL BENCH CAN | JP-10295 | 2 QUART STEEL BENCH CAN | BENCH CANS PROVIDE AN EASY MEANS OF CLEANING SMALL PARTS IN SOLVENTS. SIMPLY PLACE WORK ON SPRING-LOADED, PERFORATED DASHER PLATE, PRESS DOWN AND AGITATE, THEN RELEASE TO RETURN DASHER TO DRAIN POSITION. PLATED STEEL DASHER IS AN FLAME ARRESTOR | HINGED COVER MINIMIZES EVAPORATION LOSSES. PROTECTED RIM REDUCES THE POSSIBILITY OF HAND INJURY. STURDY 24-GAUGE PREMIUM COATED STEEL, CAN IS FINISHED IN A TOUGH POWDER COAT PAINT FINISH OR ADDED DURABILITY. JUSTRITE PART # 10295 |  |  | 32 | 60 | 60 | 66.6667 | CF | EA |  |  |  | 4 | 566 2 | US | 1 |  | 0 | STND | 30 | AF | IN | IN | IN | LN | WD | HT | P |  |  | O | O | O | O
GS-07F-238AA | JP-10308 | JUSTRITE | STEEL PLUNGER CAN 1 GAL | JP-10308 | STEEL PLUNGER CAN 1 GALLON | PLUNGER CANS HELP YOU QUICKLY AND EASILY MOISTEN CLEANING CLOTHS OR SWABS. PUSHING DOWN ON THE BRASS PUMP ASSEMBLY FILLS UPPER PAN WITH A MEASURED AMOUNT OF LIQUID FOR MOISTENING. SURPLUS LIQUID DRAINS SAFELY BACK INTO RESERVOIR. | FLAME ARRESTOR. TOP RIMS HAVE MOLDED EDGE PROTECTORS FOR SMOOTH, TROUBLE-FREE MOISTENING. RUGGED 24-GAUGE STEEL CONSTRUCTION. STEEL CANS ARE FINISHED IN A TOUGH, CHEMICAL RESISTANT POWDER PAINT | TEN-YEAR LIMITED WARRANTY. STEEL DASHER ASSEMBLY AND BRASS PLUNGER ASSEMBLY. JUSTRITE PART # 10308. |  | 32 | 60 | 60 | 66.6667 | CF | EA |  |  |  | 3.5 | 566 2 | US | 1 |  | 0 | STND | 30 | AF | IN | IN | IN | LN | WD | HT | P |  |  | O | O | O | O
GS-07F-238AA | JP-10370 | JUSTRITE | STEEL BENCH CAN 1 GAL, BASKET | JP-10370 | STEEL BENCH CAN 1 GALLON , BASKET | BENCH CANS PROVIDE AN EASY MEANS OF CLEANING SMALL PARTS IN SOLVENTS. SIMPLY PLACE WORK ON SPRING-LOADED, PERFORATED DASHER PLATE, PRESS DOWN AND AGITATE, THEN RELEASE TO RETURN DASHER TO DRAIN POSITION. PLATED STEEL DASHER IS AN FLAME ARRESTOR | HINGED COVER MINIMIZES EVAPORATION LOSSES. PROTECTED RIM REDUCES THE POSSIBILITY OF HAND INJURY. STURDY 24-GAUGE PREMIUM COATED STEEL, CAN IS FINISHED IN A TOUGH POWDER COAT PAINT FINISH OR ADDED DURABILITY. JUSTRITE PART # 10370. |  |  | 32 | 40 | 40 | 29.6296 | CF | EA |  |  |  | 5 | 566 2 | US | 1 |  | 0 | STND | 30 | AF | IN | IN | IN | LN | WD | HT | P |  |  | O | O | O | O
GS-07F-238AA | JP-10375 | JUSTRITE | STEEL BENCH CAN 1 GAL NO BASKET | JP-10375 | STEEL BENCH CAN 1 GALLON NO BASKET | BENCH CANS PROVIDE AN EASY MEANS OF CLEANING SMALL PARTS IN SOLVENTS. SIMPLY PLACE WORK ON SPRING-LOADED, PERFORATED DASHER PLATE, PRESS DOWN AND AGITATE, THEN RELEASE TO RETURN DASHER TO DRAIN POSITION. PLATED STEEL DASHER IS AN FLAME ARRESTOR | HINGED COVER MINIMIZES EVAPORATION LOSSES. PROTECTED RIM REDUCES THE POSSIBILITY OF HAND INJURY. STURDY 24-GAUGE PREMIUM COATED STEEL, CAN IS FINISHED IN A TOUGH POWDER COAT PAINT FINISH OR ADDED DURABILITY. JUSTRITE PART # 10375. |  |  | 32 | 40 | 40 | 29.6296 | CF | EA |  |  |  | 5 | 566 2 | US | 1 |  | 0 | STND | 30 | AF | IN | IN | IN | LN | WD | HT | P |  |  | O | O | O | O
GS-07F-238AA | JP-10376 | JUSTRITE | PLATED STEEL SAFETY DRIP CAN | JP-10376 | PLATED STEEL SAFETY DRIP CAN | DRIP CAN CATCHES UP TO ONE GALLON OF LIQUID AND TOP REMOVES FOR QUICK CLEANING. 24-GAUGE PREMIUM COATED STEEL WITH A DURABLE POWDER COAT PAINT FINISH, CAN IS EASILY PORTABLE WITH HANDY SIDE HANDLES. JUSTRITE PART # 10376. |  |  |  | 8 | 3.5 | 3.5 | 0.0567 | CF | EA |  |  |  | 3 | 540 16 | US | 1 |  | 0 | STND | 30 | AF | IN | IN | IN | LN | WD | HT | P |  |  | O | O | O | O
GS-07F-238AA | JP-10471 | JUSTRITE | 6 QUART STEEL SWAB PAIL | JP-10471 | 6 QUART STEEL SWAB PAIL | JUSTRITE SWAB PAILS ARE GREAT FOR SPONGING OPERATIONS. SIMPLY PLACE SWAB ON SPRING-LOADED DASHER PLATE, PRESS DOWN TO WET AND RELEASE TO DRAIN. BAIL HANDLE MAKES PAIL EASY TO CARRY. PERFORATED DASHER KEEPS CONTENTS SAFE FROM IGNITION SOURCES. | 24-GAUGE PREMIUM COATED STEEL CONSTRUCTION STANDS UP TO REPEATED USE. HINGED COVER MINIMIZES EVAPORATION LOSSES AND SPILLS. JUSTRITE PART # 10471. |  |  | 8 | 3.5 | 3.5 | 0.0567 | CF | EA |  |  |  | 6 | 540 16 | US | 1 |  | 0 | STND | 30 | AF | IN | IN | IN | LN | WD | HT | P |  |  | O | O | O | O
GS-07F-238AA | JP-10575 | JUSTRITE | 2 GAL STEEL BENCH CAN | JP-10575 | 2 GALLONS TEEL BENCH CAN | BENCH CANS PROVIDE AN EASY MEANS OF CLEANING SMALL PARTS IN SOLVENTS. SIMPLY PLACE WORK ON SPRING-LOADED, PERFORATED DASHER PLATE, PRESS DOWN AND AGITATE, THEN RELEASE TO RETURN DASHER TO DRAIN POSITION. PLATED STEEL DASHER IS AN FLAME ARRESTOR | HINGED COVER MINIMIZES EVAPORATION LOSSES. PROTECTED RIM REDUCES THE POSSIBILITY OF HAND INJURY. STURDY 24-GAUGE PREMIUM COATED STEEL, CAN IS FINISHED IN A TOUGH POWDER COAT PAINT FINISH OR ADDED DURABILITY. JUSTRITE PART # 10575. |  |  | 42 | 3.5 | 3.5 | 0.2977 | CF | EA |  |  |  | 7.5 | 540 16 | US | 1 |  | 0 | STND | 30 | AF | IN | IN | IN | LN | WD | HT | P |  |  | O | O | O | O
GS-07F-238AA | JP-10775 | JUSTRITE | 3 GAL STEEL BENCH CAN | JP-10775 | 3 GALLONS TEEL BENCH CAN | BENCH CANS PROVIDE AN EASY MEANS OF CLEANING SMALL PARTS IN SOLVENTS. SIMPLY PLACE WORK ON SPRING-LOADED, PERFORATED DASHER PLATE, PRESS DOWN AND AGITATE, THEN RELEASE TO RETURN DASHER TO DRAIN POSITION. PLATED STEEL DASHER IS AN FLAME ARRESTOR | HINGED COVER MINIMIZES EVAPORATION LOSSES. PROTECTED RIM REDUCES THE POSSIBILITY OF HAND INJURY. STURDY 24-GAUGE PREMIUM COATED STEEL, CAN IS FINISHED IN A TOUGH POWDER COAT PAINT FINISH OR ADDED DURABILITY. JUSTRITE PART # 10775. |  |  | 42 | 3.5 | 3.5 | 0.2977 | CF | EA |  |  |  | 9.5 | 540 16 | US | 1 |  | 0 | STND | 30 | AF | IN | IN | IN | LN | WD | HT | P |  |  | O | O | O | O
GS-07F-238AA | JP-10903 | JUSTRITE | 3G JUSTRITE STEEL DRAIN CAN, FUNNEL | JP-10903 | 3 GALLON JUSTRITE STEEL DRAIN CAN, FUNNEL | EASILY AND SAFELY COLLECT USED SOLVENTS FROM PARTS WASHING EQUIPMENT WITH A JUSTRITE DRAIN CAN. WIDE MOUTH FUNNEL CATCHES DRAINAGE WITH NO SPILL, NO MESS. REMOVABLE 8.875' FUNNEL IS PLATED STEEL. BUILT-IN FLAME ARRESTOR KEEPS FIRE FROM CONTENTS. | 5" THREADED PLUG ALLOWS SAFE DISPOSAL OF WASTE LIQUIDS FROM THE DRAIN CAN INTO A PERMANENT RECEPTACLE. FM APPROVED. JUSTRITE PART # 10903. |  |  | 42 | 3.5 | 3.5 | 0.2977 | CF | EA |  |  |  | 6.5 | 540 16 | US | 1 |  | 0 | STND | 30 | AF | IN | IN | IN | LN | WD | HT | P |  |  | O | O | O | O
GS-07F-238AA | JP-10905 | JUSTRITE | 5G JUSTRITE STEEL DRAIN CAN, FUNNEL | JP-10905 | SAFETY CAN 5 GALLON JUSTRITE STEEL DRAIN CAN, FUNNEL | EASILY AND SAFELY COLLECT USED SOLVENTS FROM PARTS WASHING EQUIPMENT WITH A JUSTRITE DRAIN CAN. WIDE MOUTH FUNNEL CATCHES DRAINAGE WITH NO SPILL, NO MESS. REMOVABLE 8.875' FUNNEL IS PLATED STEEL. BUILT-IN FLAME ARRESTOR KEEPS FIRE FROM CONTENTS. | 5" THREADED PLUG ALLOWS SAFE DISPOSAL OF WASTE LIQUIDS FROM THE DRAIN CAN INTO A PERMANENT RECEPTACLE. FM APPROVED. JUSTRITE PART # 10905. |  |  | 42 | 3.5 | 3.5 | 0.2977 | CF | EA |  |  |  | 8 | 540 16 | US | 1 |  | 0 | STND | 30 | AF | IN | IN | IN | LN | WD | HT | P |  |  | O | O | O | O
GS-07F-238AA | JP-11089 | JUSTRITE | BOLT-ON FUNNEL FOR TYPE I SAFETY CANS | JP-11089 | BOLT-ON FUNNEL, GALVANIZED HOSE FOR TYPE I STEEL SAFETY CANS | FUNNELS ARE AN ECONOMICAL WAY TO AID POURING INTO SMALLER OPENINGS. DURABLE POLYETHYLENE, THEY SLIP-ON QUICKLY AND REMOVE AS NEEDED. JUSTRITE PART # 11089. |  |  |  | 42 | 3.5 | 3.5 | 0.2977 | CF | EA |  |  |  | 1 | 540 16 | US | 1 |  | 0 | STND | 30 | AF | IN | IN | IN | LN | WD | HT | P |  |  | O | O | O | O
GS-07F-238AA | JP-11171 | JUSTRITE | 24-GAUGE PARTS BASKET FOR 1 GAL STEEL | JP-11171 | 24-GAUGE PARTS BASKET FOR 1 GALLONS TEEL BENCH CANS | 24-GAUGE PARTS BASKET FOR 1 GALLONS TEEL BENCH CANS. JUSTRITE PART # 11171. |  |  |  | 42 | 3.5 | 3.5 | 0.2977 | CF | EA |  |  |  | 0.3 | 540 16 | US | 1 |  | 0 | STND | 30 | AF | IN | IN | IN | LN | WD | HT | P |  |  | O | O | O | O
GS-07F-238AA | JP-11176 | JUSTRITE | COVER FOR JUSTRITE STEEL DRAIN CAN | JP-11176 | COVER FOR JUSTRITE STEEL DRAIN CAN | COVER ONLY. OPTIONAL COVER FOR STEEL DRAIN CAN. JUSTRITE PART # 11176 FITS EITHER SIZE DRAIN CAN: JP-10905 (5 GAL) OR JP-10903 (3 GAL). |  |  |  | 42 | 3.5 | 3.5 | 0.2977 | CF | EA |  |  |  | 1 | 540 16 | US | 1 |  | 0 | STND | 30 | AF | IN | IN | IN | LN | WD | HT | P |  |  | O | O | O | O
GS-07F-238AA | JP-11202Y | JUSTRITE | FUNNEL FOR TYPE I STEEL SAFE | JP-11202Y | FUNNEL ATTACHMENTS FOR TYPE I STEEL SAFETY CANS | FUNNELS ARE AN ECONOMICAL WAY TO AID POURING INTO SMALLER OPENINGS. DURABLE POLYETHYLENE, THEY SLIP-ON QUICKLY AND REMOVE AS NEEDED. JUSTRITE PART # 11202Y. |  |  |  | 8 | 3.5 | 3.5 | 0.0567 | CF | EA |  |  |  | 0.6 | 540 16 | US | 1 |  | 0 | STND | 30 | AF | IN | IN | IN | LN | WD | HT | P |  |  | O | O | O | O
GS-07F-238AA | JP-11406 | JUSTRITE | REPLCMNT FLAME ARRESTER FOR POLY CANS | JP-11406 | REPLCMNT FLAME ARRESTER FOR JUSTRITE POLY SAFETY CANS | REPLACEMENT FLAME ARRESTER SUITABLE FOR USE WITH JUSTRITE POLYETHYLENE WIDE MOUTH LIQUID DISPOSAL CANS. GUARDS AGAINST OUTSIDE IGNITION. STAINLESS STEEL CONSTRUCTION. SUITABLE FOR USE WITH JUSTRITE MODEL NUMBERS: 14265, 14762, 14765, PP12752, PP12755 |  |  |  | 8 | 3.5 | 3.5 | 0.0567 | CF | EA |  |  |  | 0.3 | 540 16 | US | 1 |  | 0 | STND | 30 | AF | IN | IN | IN | LN | WD | HT | P |  |  | O | O | O | O
GS-07F-238AA | JP-12161 | JUSTRITE | ACID SAFETY CAN 1 GAL SELF-CLOSE OVAL H | JP-12161 | ACID SAFETY CAN 1 GALLONS ELF-CLOSING OVAL HDPE W/ STAINLESS STEEL HARDWARE | SELF-CLOSE CORROSIVE CONTAINER, 1 GALLON JUSTRITE OVAL HDPE SAFETY ACID CAN WITH STAINLESS STEEL HARDWARE. SELF-CLOSE CORROSIVE CONTAINERS CONSTRUCTED OF TRANSLUCENT, HIGH DENSITY POLYETHYLENE ARE SPECIFICALLY DESIGNED TO RESIST ACIDS AND CAUSTICS. | SPRING-CLOSE CAP PROVIDES A TIGHT SEAL. FLAME ARRESTOR-FREE SPOUT ALLOWS QUICK POURING OF NON-FLAMMABLE CORROSIVES. OVAL CONTAINERS MAKE THE MOST OF STORAGE CAPACITY. CONTAINERS ARE MARKED IN LITERS, QUARTS AND GALLONS TO PERMIT ACCURATE FILLING | ISPENSING. DIMENSIONS: 4.625" ODX7.625"H X12.75". JUSTRITE PART # 12161. |  | 8 | 3.5 | 3.5 | 0.0567 | CF | EA |  |  |  | 1.9 | 540 16 | US | 1 |  | 0 | STND | 30 | AF | IN | IN | IN | LN | WD | HT | P |  |  | O | O | O | O
GS-07F-238AA | JP-12260 | JUSTRITE | ACID SAFETY CAN 2.5 GAL SELF-CLOSE HDPE | JP-12260 | ACID SAFETY CAN 2.5 GALLONS ELF-CLOSING HDPE W/ STAINLESS STEEL HARDWARE | SELF-CLOSE CORROSIVE CONTAINER, 2.5 GALLON JUSTRITE HDPE SAFETY ACID CAN WITH STAINLESS STEEL HARDWARE. SELF-CLOSE CORROSIVE CONTAINERS CONSTRUCTED OF TRANSLUCENT, HIGH DENSITY POLYETHYLENE ARE SPECIFICALLY DESIGNED TO RESIST ACIDS AND CAUSTICS. | CAP PROVIDES A TIGHT SEAL. FLAME ARRESTOR-FREE SPOUT ALLOWS QUICK POURING OF NON-FLAMMABLE CORROSIVES. CONTAINERS ARE MARKED IN LITERS, QUARTS AND GALLONS TO PERMIT ACCURATE FILLING AND DISPENSING. DIMENSIONS: 10.75" ODX15.25H. | T # 12260. |  | 8 | 3.5 | 3.5 | 0.0567 | CF | EA |  |  |  | 5.6 | 540 16 | US | 1 |  | 0 | STND | 30 | AF | IN | IN | IN | LN | WD | HT | P |  |  | O | O | O | O
GS-07F-238AA | JP-12752TF | JUSTRITE | 2 GAL JUSTRITE POLY CENTURA Q | JP-12752TF | 2 GALLON JUSTRITE CENTURA QUICK-DISCONNECT SAFETY CAN, SS FITTINGS | QUICK-DISCONNECT SAFETY DISPOSAL CANS OFFER A SAFE AND EASY WAY TO COLLECT LIQUID WASTE. QUICK-DISCONNECT FITTINGS ALLOW FREE FLOW OF SOLVENT INTO CONTAINER THROUGH TUBING. DURABLE POLYETHYLENE CONTAINER WITH LARGE, STRATEGICALLY PLACED OPENING | CONTROLLED POURING INTO LARGER VESSELS FOR PROPER HAZARDOUS WASTE DISPOSAL. OPENING IS EQUIPPED WITH A STAINLESS STEEL FLAME ARRESTER WHICH DISSIPATES HEAT TO PREVENT FLASHBACK IGNITION. FIXED POSITION LATCH ON HANDLE ALLOWS LID TO STAY OPEN | OR EASIER POURING. TRANSLUCENT COLOR LETS YOU CHECK LIQUID LEVEL AT A GLANCE. VAPOR AND FIRE PROTECTION BUILT-IN PRESSURE RELIEF RELIEVES PRESSURE IN EXTREME TEMPERATURES. MINIMIZE VAPOR RELEASE OR SAFELY EXHAUST THEM BACK INTO A FUME HOOD. " QUICK-D |  | 12 | 3.5 | 3.5 | 0.0851 | CF | EA |  |  |  | 7.5 | 540 16 | US | 1 |  | 0 | STND | 30 | AF | IN | IN | IN | LN | WD | HT | P |  |  | O | O | O | O
GS-07F-238AA | JP-12755TF | JUSTRITE | SAFETY CAN 5 GAL JUSTRITE POLYETHYLE | JP-12755TF | SAFETY CAN 5 GALLON JUSTRITE CENTURA QUICK-DISCONNECT, SS FITTINGS | QUICK-DISCONNECT SAFETY DISPOSAL CANS OFFER A SAFE AND EASY WAY TO COLLECT LIQUID WASTE. QUICK-DISCONNECT FITTINGS ALLOW FREE FLOW OF SOLVENT INTO CONTAINER THROUGH TUBING. DURABLE POLYETHYLENE CONTAINER WITH LARGE, STRATEGICALLY PLACED OPENING | CONTROLLED POURING INTO LARGER VESSELS FOR PROPER HAZARDOUS WASTE DISPOSAL. OPENING IS EQUIPPED WITH A STAINLESS STEEL FLAME ARRESTER WHICH DISSIPATES HEAT TO PREVENT FLASHBACK IGNITION. FIXED POSITION LATCH ON HANDLE ALLOWS LID TO STAY OPEN | OR EASIER POURING. TRANSLUCENT COLOR LETS YOU CHECK LIQUID LEVEL AT A GLANCE. VAPOR AND FIRE PROTECTION BUILT-IN PRESSURE RELIEF RELIEVES PRESSURE IN EXTREME TEMPERATURES. MINIMIZE VAPOR RELEASE OR SAFELY EXHAUST THEM BACK INTO A FUME HOOD. " QUICK-D |  | 24 | 3.5 | 3.5 | 0.1701 | CF | EA |  |  |  | 10.5 | 540 16 | US | 1 |  | 0 | STND | 30 | AF | IN | IN | IN | LN | WD | HT | P |  |  | O | O | O | O
GS-07F-238AA | JP-12762 | JUSTRITE | ACID SAFETY CAN 2 GAL SELF-CLOSE WIDE M | JP-12762 | ACID SAFETY CAN 2 GALLONS ELF-CLOSING WIDE MOUTH HDPE W/ STAINLESS STEEL HARDWARE | SELF-CLOSE CORROSIVE CONTAINER, 2 GALLON JUSTRITE WIDE MOUTH HDPE SAFETY ACID CAN WITH STAINLESS STEEL HARDWARE. SELF-CLOSE CORROSIVE CONTAINERS CONSTRUCTED OF TRANSLUCENT, HIGH DENSITY POLYETHYLENE ARE SPECIFICALLY DESIGNED TO RESIST ACIDS | SPRING-CLOSE CAP PROVIDES A TIGHT SEAL. FLAME ARRESTOR-FREE SPOUT ALLOWS QUICK POURING OF NON-FLAMMABLE CORROSIVES. CONTAINERS ARE MARKED IN LITERS, QUARTS AND GALLONS TO PERMIT ACCURATE FILLING AND DISPENSING. DIMENSIONS: 12" ODX14.75"H. | RITE PART # 12762. |  | 24 | 3.5 | 3.5 | 0.1701 | CF | EA |  |  |  | 7.4 | 540 16 | US | 1 |  | 0 | STND | 30 | AF | IN | IN | IN | LN | WD | HT | P |  |  | O | O | O | O
GS-07F-238AA | JP-12765 | JUSTRITE | ACID SAFETY CAN 5 GAL SELF-CLOSE WIDE M | JP-12765 | ACID SAFETY CAN 5 GALLONS ELF-CLOSING WIDE MOUTH HDPE W/ STAINLESS STEEL HARDWARE | SELF-CLOSE CORROSIVE CONTAINER, 5 GALLON JUSTRITE WIDE MOUTH HDPE SAFETY ACID CAN WITH STAINLESS STEEL HARDWARE. SELF-CLOSE CORROSIVE CONTAINERS CONSTRUCTED OF TRANSLUCENT, HIGH DENSITY POLYETHYLENE ARE SPECIFICALLY DESIGNED TO RESIST ACIDS | SPRING-CLOSE CAP PROVIDES A TIGHT SEAL. FLAME ARRESTOR-FREE SPOUT ALLOWS QUICK POURING OF NON-FLAMMABLE CORROSIVES. CONTAINERS ARE MARKED IN LITERS, QUARTS AND GALLONS TO PERMIT ACCURATE FILLING AND DISPENSING. DIMENSIONS: 12" ODX20"H | PART # 12765. |  | 24 | 3.5 | 3.5 | 0.1701 | CF | EA |  |  |  | 10.5 | 540 16 | US | 1 |  | 0 | STND | 30 | AF | IN | IN | IN | LN | WD | HT | P |  |  | O | O | O | O
GS-07F-238AA | JP-14002 | JUSTRITE | 4 OZ POLY DISPENSING CAN, BR | JP-14002 | 4 OZ POLY DISPENSING CAN, BRASS HEAD | NONMETALLIC DISPENSING CANS. EASY, ONE-HAND DISPENSING OF LIQUIDS DIRECTLY ONTO WORK SURFACE. BRASS DISPENSER VALVES ARE LEAK PROOF AND SELF-CLOSING. MINIMIZE SPILLS AND CONTROL EXCESS. BRASS VALVES ARE FM-APPROVED AND RECOMMENDED FOR FLAMMABLES | JUSTRITE PART # 14002. |  |  | 42 | 3.5 | 3.5 | 0.2977 | CF | EA |  |  |  | 0.5 | 540 16 | US | 1 |  | 0 | STND | 30 | AF | IN | IN | IN | LN | WD | HT | P |  |  | O | O | O | O
GS-07F-238AA | JP-14004 | JUSTRITE | 8 OZ POLY DISPENSING CAN | JP-14004 | 8 OZ POLY DISPENSING CAN | NONMETALLIC DISPENSING CANS. EASY, ONE-HAND DISPENSING OF LIQUIDS DIRECTLY ONTO WORK SURFACE. BRASS DISPENSER VALVES ARE LEAK PROOF AND SELF-CLOSING. MINIMIZE SPILLS AND CONTROL EXCESS. BRASS VALVES ARE FM-APPROVED AND RECOMMENDED FOR FLAMMABLES | RUGGED HDPE BODY IS TEXTURED AND SHAPED FOR A FIRM GRIP. JUSTRITE PART # 14004. |  |  | 42 | 3.5 | 3.5 | 0.2977 | CF | EA |  |  |  | 0.5 | 540 16 | US | 1 |  | 0 | STND | 30 | AF | IN | IN | IN | LN | WD | HT | P |  |  | O | O | O | O
GS-07F-238AA | JP-14009 | JUSTRITE | 16 OZ POLY DISPENSING SAFETY SQU | JP-14009 | 16 OZ POLY DISPENSING SAFETY SQUEEZE BOTTLE | NONMETALLIC DISPENSING CANS. EASY, ONE-HAND DISPENSING OF LIQUIDS DIRECTLY ONTO WORK SURFACE. BRASS DISPENSER VALVES ARE LEAK PROOF AND SELF-CLOSING. MINIMIZE SPILLS AND CONTROL EXCESS. BRASS VALVES ARE FM-APPROVED AND RECOMMENDED FOR FLAMMABLES | STEAM OF LIQUID. STEM CAN BE SHAPED TO DISPENSE INTO DIFFICULT TO REACH AREAS. JUSTRITE PART # 14009. |  |  | 42 | 3.5 | 3.5 | 0.2977 | CF | EA |  |  |  | 0.2 | 540 16 | US | 1 |  | 0 | STND | 30 | AF | IN | IN | IN | LN | WD | HT | P |  |  | O | O | O | O
GS-07F-238AA | JP-14010 | JUSTRITE | 32 OZ POLY DISPENSING CAN | JP-14010 | 32 OZ POLY DISPENSING CAN | NONMETALLIC DISPENSING CANS. EASY, ONE-HAND DISPENSING OF LIQUIDS DIRECTLY ONTO WORK SURFACE. BRASS DISPENSER VALVES ARE LEAK PROOF AND SELF-CLOSING. MINIMIZE SPILLS AND CONTROL EXCESS. BRASS VALVES ARE FM-APPROVED AND RECOMMENDED FOR FLAMMABLES | RUGGED HDPE BODY IS TEXTURED AND SHAPED FOR A FIRM GRIP. JUSTRITE PART # 14010. |  |  | 42 | 3.5 | 3.5 | 0.2977 | CF | EA |  |  |  | 0.8 | 540 16 | US | 1 |  | 0 | STND | 30 | AF | IN | IN | IN | LN | WD | HT | P |  |  | O | O | O | O
GS-07F-238AA | JP-14011 | JUSTRITE | 32 OZ POLY DISPENSING SAFETY SQU | JP-14011 | 32 OZ POLY DISPENSING SAFETY SQUEEZE BOTTLE | NONMETALLIC DISPENSING CANS. EASY, ONE-HAND DISPENSING OF LIQUIDS DIRECTLY ONTO WORK SURFACE. BRASS DISPENSER VALVES ARE LEAK PROOF AND SELF-CLOSING. MINIMIZE SPILLS AND CONTROL EXCESS. BRASS VALVES ARE FM-APPROVED AND RECOMMENDED FOR FLAMMABLES | STEM CAN BE SHAPED TO DISPENSE INTO DIFFICULT TO REACH AREAS. JUSTRITE PART # 14011. |  |  | 42 | 3.5 | 3.5 | 0.2977 | CF | EA |  |  |  | 0.8 | 540 16 | US | 1 |  | 0 | STND | 30 | AF | IN | IN | IN | LN | WD | HT | P |  |  | O | O | O | O
GS-07F-238AA | JP-14018 | JUSTRITE | 1 QUART JUSTRITE HDPE PLUNGER CAN, B | JP-14018 | 1 QUART JUSTRITE HDPE PLUNGER CAN, BRASS PUMP ASSEMBLY | PLUNGER CANS HELP YOU QUICKLY AND EASILY MOISTEN CLEANING CLOTHS OR SWABS. PUSHING DOWN ON THE BRASS PUMP ASSEMBLY FILLS UPPER PAN WITH A MEASURED AMOUNT OF LIQUID FOR MOISTENING. SURPLUS LIQUID DRAINS SAFELY BACK INTO RESERVOIR. THE PERFORATED PAN | screen SERVES AS A FLAME ARRESTOR. TOP RIMS HAVE MOLDED EDGE PROTECTORS FOR SMOOTH, TROUBLE-FREE MOISTENING. JUSTRITE PART # 14018. |  |  | 42 | 3.5 | 3.5 | 0.2977 | CF | EA |  |  |  | 2 | 540 16 | US | 1 |  | 0 | STND | 30 | AF | IN | IN | IN | LN | WD | HT | P |  |  | O | O | O | O
GS-07F-238AA | JP-14065 | JUSTRITE | 0.5 GAL OVAL JUSTRITE POLY TY | JP-14065 | 0.5 GALLON OVAL JUSTRITE POLY TYPE I SAFETY CANS W/ STAINLESS STEEL HARDWARE | TRIGGER MECHANISM ENABLES THE POURING OF SMALL QUANTITIES OF LIQUID. LEAK TIGHT, SELF-CLOSING CAP PREVENTS SPILLAGE AND AUTOMATICALLY VENTS TO GUARD AGAINST EXPLOSION. DUAL-DENSITY FLAME ARRESTOR PROTECTS AGAINST EXTERNAL HEAT SOURCES. | DESIGN INCLUDES A CURRENT-CARRYING CARBON INSERT IMBEDDED INTO THE CAN FOR PROPER GROUNDING. MODELS WITH STAINLESS STEEL HARDWARE ARE ALSO COVERED UNDER NEW YORK CITY APPROVAL # 4448. DIMENSIONS: 4.625" ODX7.625"H X9.5.CAPACITY:. 5 GALLONS OVAL | POLYETHYLENE SAFETY CAN FM APPROVED. JUSTRITE PART # 14065. |  | 8 | 3.5 | 3.5 | 0.0567 | CF | EA |  |  |  | 2 | 540 16 | US | 1 |  | 0 | STND | 30 | AF | IN | IN | IN | LN | WD | HT | P |  |  | O | O | O | O
GS-07F-238AA | JP-14160 | JUSTRITE | OVAL JUSTRITE POLY TYPE I SAFETY | JP-14160 | OVAL JUSTRITE POLY TYPE I SAFETY CAN 1 GALLONS W/ STAINLESS STEEL HARDWARE | TRIGGER MECHANISM ENABLES THE POURING OF SMALL QUANTITIES OF LIQUID. LEAK TIGHT, SELF-CLOSING CAP PREVENTS SPILLAGE AND AUTOMATICALLY VENTS TO GUARD AGAINST EXPLOSION. DUAL-DENSITY FLAME ARRESTOR PROTECTS AGAINST EXTERNAL HEAT SOURCES. | DESIGN INCLUDES A CURRENT-CARRYING CARBON INSERT IMBEDDED INTO THE CAN FOR PROPER GROUNDING. FM APPROVED. MODELS WITH STAINLESS STEEL HARDWARE ARE ALSO COVERED UNDER NEW YORK CITY APPROVAL # 4448. DIMENSIONS: 4.625" ODX7.625"H X12.75" | 1 GALLON (4L)OVAL POLYETHYLENE SAFETY CAN. JUSTRITE PART # 14160. |  | 8 | 3.5 | 3.5 | 0.0567 | CF | EA |  |  |  | 2.5 | 540 16 | US | 1 |  | 0 | STND | 30 | AF | IN | IN | IN | LN | WD | HT | P |  |  | O | O | O | O
GS-07F-238AA | JP-14169 | JUSTRITE | JUSTRITE OVAL POLY SHELF CAN 1 GAL F | JP-14169 | JUSTRITE OVAL POLY SHELF CAN 1 GALLON FOR ACID SELF-CLOSING STAINLESS FAUCET JP-08919 | NONMETALLIC LABORATORY SAFETY CANS HAVE ALL THE BENEFITS OF JUSTRITE'S TYPE I POLYETHYLENE SAFETY CANS, WITH THE ADDITION OF A SELF-CLOSING FAUCET FOR EASY DISPENSING. ALL FILL SPOUTS HAVE A PRESSURE RELIEF CAP WITH FLAME ARRESTOR. | CURRENT-CARRYING CARBON INSERT IMBEDDED INTO THE CONTAINER ALLOWS FOR PROPER GROUNDING. NONMETALLIC SHELF CANS HAVE A FAUCET THAT IS MOUNTED TWO INCHES ABOVE THE BOTTOM TO ELIMINATE LIFTING THE CANS DURING DISPENSING. DIMENSIONS: 7.25" ODX11.5"H.CAP | 1 GALLON (4L)SELF-CLOSE STAINLESS STEEL FAUCET 08919 FM APPROVED. JUSTRITE PART # 14169. |  | 8 | 3.5 | 3.5 | 0.0567 | CF | EA |  |  |  | 3 | 540 16 | US | 1 |  | 0 | STND | 30 | AF | IN | IN | IN | LN | WD | HT | P |  |  | O | O | O | O
GS-07F-238AA | JP-14261 | JUSTRITE | 2.5 GAL POLY TYPE I SAFETY CA | JP-14261 | 2.5 GALLON POLY TYPE I SAFETY CAN W/ STAINLESS STEEL HARDWARE | IDEAL FOR FLAMMABLES. FM, UL, ULC APPROVED. ALSO COVERED UNDER NEW YORK CITY APPROVAL #4448. DIMENSIONS: 10.75" ODX14.25H.CAPACITY: 2.5MATERIAL: POLYETHYLENE. JUSTRITE PART # 14261. |  |  |  | 42 | 3.5 | 3.5 | 0.2977 | CF | EA |  |  |  | 6 | 540 16 | US | 1 |  | 0 | STND | 30 | AF | IN | IN | IN | LN | WD | HT | P |  |  | O | O | O | O
GS-07F-238AA | JP-14411 | JUSTRITE | BOLT-ON GALVANIZED 1" HOSE ATTACHMENT FO | JP-14411 | BOLT-ON GALVANIZED 1" HOSE FOR JUSTRITE TYPE I SAFETY CANS | BOLT-ON GALVANIZED 1" HOSE. JUSTRITE PART # 14411. BOLTS ON AND STAYS ON. |  |  |  | 42 | 3.5 | 3.5 | 0.2977 | CF | EA |  |  |  | 1 | 540 16 | US | 1 |  | 0 | STND | 30 | AF | IN | IN | IN | LN | WD | HT | P |  |  | O | O | O | O
GS-07F-238AA | JP-14545 | JUSTRITE | SAFETY CAN 5 GAL JUSTRITE POLY SHELF | JP-14545 | SAFETY CAN 5 GALLON JUSTRITE POLY SHELF CAN W/ SELF-CLOSING BRASS FAUCET JP-08540 | NONMETALLIC LABORATORY SAFETY CAN WITH STAINLESS STEEL HARDWARE AND BRASS FAUCET. THESE SAFETY CANS HAVE ALL THE BENEFITS OF JUSTRITE'S TYPE I POLYETHYLENE SAFETY CANS, WITH THE ADDITION OF A SELF-CLOSING FAUCET FOR EASY DISPENSING. ALL FILL SPOUTS | PRESSURE RELIEF CAP WITH FLAME ARRESTER, AND BUILT-IN VACUUM BREAKER. JUSTRITE'S UNIQUE CURRENT-CARRYING CARBON INSERT IMBEDDED INTO THE CONTAINER ALLOWS FOR PROPER GROUNDING. NONMETALLIC SHELF CANS HAVE A BRASS FAUCET THAT IS MOUNTED TWO INCHE | ELIMINATE LIFTING THE CANS DURING DISPENSING. DIMENSIONS: 11.5" ODX17"H CAPACITY: 5 GALLON (19L)MATERIAL: POLYETHYLENE AND STAINLESS STEELINCLUDES: SELF-CLOSE BRASS FAUCET 08540FM APPROVED. JUSTRITE PART # 14545. |  | 12 | 12 | 9 | 0.75 | CF | EA |  |  |  | 9.5 | 540 16 | US | 1 |  | 0 | STND | 30 | AF | IN | IN | IN | LN | WD | HT | P |  |  | O | O | O | O
GS-07F-238AA | JP-14561 | JUSTRITE | SAFETY CAN 5 GAL POLY TYPE | JP-14561 | SAFETY CAN 5 GALLON POLY TYPE 1, STAINLESS STEEL HARDWARE | NONMETALLIC LABORATORY SAFETY CANS HAVE ALL THE BENEFITS OF JUSTRITE'S POLYETHYLENE TYPE I SAFETY CANS. TYPE I NONMETALLIC SAFETY CANS CONSTRUCTED OF HIGH DENSITY POLYETHYLENE OFFER DISTINCT ADVANTAGES OVER STEEL MODELS. THEY ARE INERT | P TO TOUGH ACIDS AND CORROSIVES, AS WELL AS HEAT. THEY ARE ALSO PRICED LOWER THAN STAINLESS STEEL. POLY CANS ARE DENT, PUNCTURE AND CHIP RESISTANT - AND THEIR COLOR IS INTEGRAL TO THE CAN. AVAILABLE OPTIONS ALLOW YOU TO MAKE THE MOST OF STORAGE SPACE | ACCOMMODATE HIGHLY CORROSIVE OR HIGH PURITY LIQUIDS. ALL JUSTRITE NONMETALLIC CANS ARE DESIGNED AND MANUFACTURED WITH A UNIQUE CONDUCTIVE CURRENT-CARRYING CARBON INSERT IMBEDDED INTO RIB OF THE CONTAINER, COMPLETING A GROUND PATH BETWEEN THE COV |  | 15 | 15 | 9 | 1.1719 | CF | EA |  |  |  | 8.5 | 540 16 | US | 1 |  | 0 | STND | 30 | AF | IN | IN | IN | LN | WD | HT | P |  |  | O | O | O | O
GS-07F-238AA | JP-14762 | JUSTRITE | 2 GAL JUSTRITE POLY LIQUID DI | JP-14762 | 2 GALLON JUSTRITE POLY LIQUID DISPOSAL CAN, STAINLESS STEEL HARDWARE | 2 GALLON DISPOSAL CAN FOR LABORATORIES WITH STAINLESS STEEL HARDWARE FOR FLAMMABLE WASTES AND FLAMMABLE CORROSIVES. JUSTRITE'S LIQUID DISPOSAL CANS ARE HIGH DENSITY POLYETHYLENE FOR SUPERIOR CHEMICAL RESISTANCE AND LEAK PROTECTION. | STRATEGICALLY PLACED OPENING OFFERS CONTROLLED FILLING AND POURING DURING DISPOSAL. FIXED POSITION ON HANDLE ALLOWS LID TO STAY OPEN FOR EASY POURING. WHEN CLOSED, THE CAP AUTOMATICALLY VENTS AT BETWEEN 3 AND 5 PSIG. A FLAME ARRESTOR GUARDS AGAINST O | PLATED STEEL HARDWARE IS AN ECONOMICAL CHOICE. STAINLESS STEEL HARDWARE OFFERS THE MOST PROTECTION AGAINST CORROSIVES. FM APPROVED DIMENSIONS: 12 ODX14.75" QUOT;HCAPACITY: 2 GALLONS. JUSTRITE PART # 14762. |  | 20 | 20 | 9 | 2.0833 | CF | EA |  |  |  | 6.8 | 540 16 | US | 1 |  | 0 | STND | 30 | AF | IN | IN | IN | LN | WD | HT | P |  |  | O | O | O | O
GS-07F-238AA | JP-14765 | JUSTRITE | SAFETY CAN 5 GAL JUSTRITE POLYETHYLE | JP-14765 | SAFETY CAN 5 GALLON JUSTRITE POLY DISPOSAL CAN, STAINLESS STEEL HARDWARE | 5 GALLON DISPOSAL CAN FOR LABORATORIES WITH STAINLESS STEEL HARDWARE FOR FLAMMABLE WASTES AND FLAMMABLE CORROSIVES. JUSTRITE'S LIQUID DISPOSAL CANS ARE HIGH DENSITY POLYETHYLENE FOR SUPERIOR CHEMICAL RESISTANCE AND LEAK PROTECTION. | STRATEGICALLY PLACED OPENING OFFERS CONTROLLED FILLING AND POURING DURING DISPOSAL. FIXED POSITION ON HANDLE ALLOWS LID TO STAY OPEN FOR EASY POURING. WHEN CLOSED, THE CAP AUTOMATICALLY VENTS AT BETWEEN 3 AND 5 PSIG. A FLAME ARRESTOR GUARDS AGAINST O | PLATED STEEL HARDWARE IS AN ECONOMICAL CHOICE. STAINLESS STEEL HARDWARE OFFERS THE MOST PROTECTION AGAINST CORROSIVES. FM APPROVEDCAPACITY: 5 GALLONS DIMENSIONS: 12 ODX20 H. JUSTRITE PART # 14765. |  | 8 | 3.5 | 3.5 | 0.0567 | CF | EA |  |  |  | 9.8 | 540 16 | US | 1 |  | 0 | STND | 30 | AF | IN | IN | IN | LN | WD | HT | P |  |  | O | O | O | O
GS-07F-238AA | JP-16043 | JUSTRITE | 4 HEAVY DUTY CASTERS FOR JUSTRITE SAFESI | JP-16043 | 4 HEAVY DUTY CASTERS FOR JUSTRITE SAFESITE STORAGE CHESTS | 4 HEAVY DUTY CASTERS FOR JUSTRITE SAFESITE STORAGE CHESTS, SET OF 2 LOCKING. SAFESITE CHESTS ARE THE FIRST TO OFFER SAFE, COMPLIANT STORAGE FOR FLAMMABLES ALONG WITH PROTECTED STORAGE FOR CORROSIVE LIQUIDS, TOOLS, OR VALUABLES. | STRUCTION, UTILITIES, AND MAINTENANCE AREAS WHERE GASOLINE, OTHER FUELS, PAINT THINNERS OR CHEMICALS ARE USED. DIMENSIONS: 5 DIAM.X1.5 W. JUSTRITE PART # 16043. |  |  | 10 | 10 | 10 | 0.5787 | CF | CA | 4 | CA |  | 16.5 | 540 16 | US | 1 |  | 0 | STND | 30 | AF | IN | IN | IN | LN | WD | HT | P |  |  | O | O | O | O
GS-07F-238AA | JP-16044 | JUSTRITE | 4 STANDARD CASTERS FOR JUSTRITE SAFESITE | JP-16044 | 4 STANDARD CASTERS FOR JUSTRITE SAFESITE STORAGE CHESTS | 4 STANDARD CASTERS FOR JUSTRITE SAFESITE STORAGE CHESTS, SET OF 2 LOCKING. SAFESITE CHESTS ARE THE FIRST TO OFFER SAFE, COMPLIANT STORAGE FOR FLAMMABLES ALONG WITH PROTECTED STORAGE FOR CORROSIVE LIQUIDS, TOOLS, OR VALUABLES. | RUCTION, UTILITIES, AND MAINTENANCE AREAS WHERE GASOLINE, OTHER FUELS, PAINT THINNERS OR CHEMICALS ARE USED. JUSTRITE PART # 16044. |  |  | 10 | 10 | 10 | 0.5787 | CF | CA | 4 | CA |  | 10.2 | 540 16 | US | 1 |  | 0 | STND | 30 | AF | IN | IN | IN | LN | WD | HT | P |  |  | O | O | O | O
GS-07F-238AA | JP-23001 | JUSTRITE | 4 CYLINDER HORIZONTAL GAS CYLINDER STORA | JP-23001 | 4 CYLINDER HORIZONTAL GAS CYLINDER STORAGE LOCKER | 4 CYLINDER HORIZONTAL LOCKER FOR LPG CYLINDERS (LOW PRESSURE GAS CYLINDERS). THIS LOCKER HOLDS 4 - 20 OR 33 LB. CYLINDERS. DIMENSIONS (WXHXD, IN): 30X33.5X32IN (762X851X813MM). SAFELY SECURE LPG AND OXYGEN CYLINDERS FROM THEFT | CYLINDER LOCKERS FROM JUSTRITE. SUPERIOR FEATURES MAKE THESE UNITS EXTREMELY DURABLE AND EASY TO USE. CONSTRUCTED OF 100% WELDED ALUMINUM - THEY WILL NOT RUST, CORRODE OR DISCOLOR. | HE INDUSTRY - OFFERING ADDITIONAL RESISTANCE TO TAMPERING. HEAVIER GAUGE ALUMINUM MESH AND EXTRUDED (NOT BENT) FRAME ADD RIGIDITY. ALL MODELS HAVE AN EXCLUSIVE SOLID ALUMINUM ROOF PANEL THAT SLANTS TOWARD THE BACK TO SHED WATER AND ICE. |  | 10 | 10 | 10 | 0.5787 | CF | EA |  |  |  | 79 | 540 16 | US | 1 |  | 0 | STND | 30 | AF | IN | IN | IN | LN | WD | HT | P |  |  | O | O | O | O
GS-07F-238AA | JP-23002 | JUSTRITE | 6 CYLINDER HORIZONTAL GAS CYLINDER STORA | JP-23002 | 6 CYLINDER HORIZONTAL GAS CYLINDER STORAGE LOCKER | 6 CYLINDER HORIZONTAL LOCKER FOR LPG CYLINDERS (LOW PRESSURE GAS CYLINDERS). THIS LOCKER HOLDS 6 - 20 OR 33 LB. CYLINDERS. DIMENSIONS (WXHXD, INCHES): 30X49.5X32IN (762X1257X813MM). SAFELY SECURE LPG AND OXYGEN CYLINDERS FROM THEFT | CYLINDER LOCKERS FROM JUSTRITE. SUPERIOR FEATURES MAKE THESE UNITS EXTREMELY DURABLE AND EASY TO USE. CONSTRUCTED OF 100% WELDED ALUMINUM - THEY WILL NOT RUST, CORRODE OR DISCOLOR. | IN THE INDUSTRY - OFFERING ADDITIONAL RESISTANCE TO TAMPERING. HEAVIER GAUGE ALUMINUM MESH AND EXTRUDED (NOT BENT) FRAME ADD RIGIDITY. ALL MODELS HAVE AN EXCLUSIVE SOLID ALUMINUM ROOF PANEL THAT SLANTS TOWARD THE BACK TO SHED WATER AND ICE. |  | 12 | 12 | 28 | 2.3333 | CF | EA |  |  |  | 97 | 540 16 | US | 1 |  | 0 | STND | 30 | AF | IN | IN | IN | LN | WD | HT | P |  |  | O | O | O | O
GS-07F-238AA | JP-23003 | JUSTRITE | 8 CYLINDER HORIZONTAL GAS CYLINDER STORA | JP-23003 | 8 CYLINDER HORIZONTAL GAS CYLINDER STORAGE LOCKER | 8 CYLINDER HORIZONTAL LOCKER FOR LPG CYLINDERS (LOW PRESSURE GAS CYLINDERS). THIS LOCKER HOLDS 8 - 20 OR 33 LB. CYLINDERS. DIMENSIONS (WXHXD, INCHES): 30X65X32IN (762X1651X813MM). SAFELY SECURE LPG AND OXYGEN CYLINDERS FROM THEFT | CYLINDER LOCKERS FROM JUSTRITE. SUPERIOR FEATURES MAKE THESE UNITS EXTREMELY DURABLE AND EASY TO USE. CONSTRUCTED OF 100% WELDED ALUMINUM - THEY WILL NOT RUST, CORRODE OR DISCOLOR. | N THE INDUSTRY - OFFERING ADDITIONAL RESISTANCE TO TAMPERING. HEAVIER GAUGE ALUMINUM MESH AND EXTRUDED (NOT BENT) FRAME ADD RIGIDITY. ALL MODELS HAVE AN EXCLUSIVE SOLID ALUMINUM ROOF PANEL THAT SLANTS TOWARD THE BACK TO SHED WATER AND ICE. |  | 12 | 12 | 28 | 2.3333 | CF | EA |  |  |  | 114 | 540 16 | US | 1 |  | 0 | STND | 30 | AF | IN | IN | IN | LN | WD | HT | P |  |  | O | O | O | O
GS-07F-238AA | JP-23004 | JUSTRITE | 12 CYLINDER HORIZONTAL GAS CYLINDER STOR | JP-23004 | 12 CYLINDER HORIZONTAL GAS CYLINDER STORAGE LOCKER | 12 CYLINDER HORIZONTAL LOCKER FOR LPG CYLINDERS (LOW PRESSURE GAS CYLINDERS). THIS LOCKER HOLDS 12 - 20 OR 33 LB. CYLINDERS. DIMENSIONS (WXHXD, INCHES): 60X49.5X32IN (1524X1257X813MM). SAFELY SECURE LPG AND OXYGEN CYLINDERS FROM THEFT | CYLINDER LOCKERS FROM JUSTRITE. SUPERIOR FEATURES MAKE THESE UNITS EXTREMELY DURABLE AND EASY TO USE. CONSTRUCTED OF 100% WELDED ALUMINUM - THEY WILL NOT RUST, CORRODE OR DISCOLOR. | EST IN THE INDUSTRY - OFFERING ADDITIONAL RESISTANCE TO TAMPERING. HEAVIER GAUGE ALUMINUM MESH AND EXTRUDED (NOT BENT) FRAME ADD RIGIDITY. ALL MODELS HAVE AN EXCLUSIVE SOLID ALUMINUM ROOF PANEL THAT SLANTS TOWARD THE BACK TO SHED WATER AND ICE. |  | 12 | 12 | 28 | 2.3333 | CF | EA |  |  |  | 178 | 540 16 | US | 1 |  | 0 | STND | 30 | AF | IN | IN | IN | LN | WD | HT | P |  |  | O | O | O | O
GS-07F-238AA | JP-23005 | JUSTRITE | 16 CYLINDER HORIZONTAL GAS CYLINDER STOR | JP-23005 | 16 CYLINDER HORIZONTAL GAS CYLINDER STORAGE LOCKER | 16 CYLINDER HORIZONTAL LOCKER FOR LPG CYLINDERS (LOW PRESSURE GAS CYLINDERS). THIS LOCKER HOLDS 16 - 20 OR 33 LB. CYLINDERS. DIMENSIONS (WXHXD, INCHES): 60X65X32IN (1524X1651X813MM). SAFELY SECURE LPG AND OXYGEN CYLINDERS FROM THEFT | CYLINDER LOCKERS FROM JUSTRITE. SUPERIOR FEATURES MAKE THESE UNITS EXTREMELY DURABLE AND EASY TO USE. CONSTRUCTED OF 100% WELDED ALUMINUM - THEY WILL NOT RUST, CORRODE OR DISCOLOR. | T IN THE INDUSTRY - OFFERING ADDITIONAL RESISTANCE TO TAMPERING. HEAVIER GAUGE ALUMINUM MESH AND EXTRUDED (NOT BENT) FRAME ADD RIGIDITY. ALL MODELS HAVE AN EXCLUSIVE SOLID ALUMINUM ROOF PANEL THAT SLANTS TOWARD THE BACK TO SHED WATER AND ICE. |  | 13 | 13 | 34 | 3.3252 | CF | EA |  |  |  | 211 | 540 16 | US | 1 |  | 0 | STND | 30 | AF | IN | IN | IN | LN | WD | HT | P |  |  | O | O | O | O
GS-07F-238AA | JP-23006 | JUSTRITE | 5-10 CYLINDER VERTICAL GAS CYLINDER STOR | JP-23006 | 5-10 CYLINDER VERTICAL GAS CYLINDER STORAGE LOCKER | 5-10 CYLINDER VERTICAL LOCKER HOLDS UP TO 10 COMPRESSED GAS CYLINDERS. DIMENSIONS (WXHXD, INCHES): 30X65X32IN (762X1651X813MM). SAFELY SECURE LPG AND OXYGEN CYLINDERS FROM THEFT AND UNAUTHORIZED ACCESS WITH CYLINDER LOCKERS FROM JUSTRITE. | CYLINDER LOCKERS FROM JUSTRITE. SUPERIOR FEATURES MAKE THESE UNITS EXTREMELY DURABLE AND EASY TO USE. CONSTRUCTED OF 100% WELDED ALUMINUM - THEY WILL NOT RUST, CORRODE OR DISCOLOR. | AMPERING. HEAVIER GAUGE ALUMINUM MESH AND EXTRUDED (NOT BENT) FRAME ADD RIGIDITY. ALL MODELS HAVE AN EXCLUSIVE SOLID ALUMINUM ROOF PANEL THAT SLANTS TOWARD THE BACK TO SHED WATER AND ICE. |  | 13 | 13 | 34 | 3.3252 | CF | EA |  |  |  | 102 | 540 16 | US | 1 |  | 0 | STND | 30 | AF | IN | IN | IN | LN | WD | HT | P |  |  | O | O | O | O
GS-07F-238AA | JP-23007 | JUSTRITE | 10-20 CYLINDER VERTICAL GAS CYLINDER STO | JP-23007 | 10-20 CYLINDER VERTICAL GAS CYLINDER STORAGE LOCKER | 10-20 CYLINDER VERTICAL LOCKER HOLDS UP TO 20 COMPRESSED GAS CYLINDERS. DIMENSIONS (WXHXD, INCHES): 60X65X32IN (1524X1651X813MM). SAFELY SECURE LPG AND OXYGEN CYLINDERS FROM THEFT AND UNAUTHORIZED ACCESS WITH CYLINDER LOCKERS FROM JUSTRITE. | CYLINDER LOCKERS FROM JUSTRITE. SUPERIOR FEATURES MAKE THESE UNITS EXTREMELY DURABLE AND EASY TO USE. CONSTRUCTED OF 100% WELDED ALUMINUM - THEY WILL NOT RUST, CORRODE OR DISCOLOR. | TAMPERING. HEAVIER GAUGE ALUMINUM MESH AND EXTRUDED (NOT BENT) FRAME ADD RIGIDITY. ALL MODELS HAVE AN EXCLUSIVE SOLID ALUMINUM ROOF PANEL THAT SLANTS TOWARD THE BACK TO SHED WATER AND ICE. |  | 13 | 13 | 34 | 3.3252 | CF | EA |  |  |  | 187 | 540 16 | US | 1 |  | 0 | STND | 30 | AF | IN | IN | IN | LN | WD | HT | P |  |  | O | O | O | O
GS-07F-238AA | JP-23008 | JUSTRITE | COMBO HORIZONTAL & VERTICAL GAS CYLINDER | JP-23008 | COMBO HORIZONTAL & VERTICAL GAS CYLINDER STORAGE LOCKER | COMBO HORIZONTAL & VERTICAL FOR LPG CYLINDERS (LOW PRESSURE GAS CYLINDERS). THIS LOCKER HOLDS UP TO 8 HOR. & 10 VERT. COMPRESSED GAS CYLINDERS. 60X65X32IN (1524X1651X813MM). SAFELY SECURE LPG AND OXYGEN CYLINDERS FROM THEFT | CYLINDER LOCKERS FROM JUSTRITE. SUPERIOR FEATURES MAKE THESE UNITS EXTREMELY DURABLE AND EASY TO USE. CONSTRUCTED OF 100% WELDED ALUMINUM - THEY WILL NOT RUST, CORRODE OR DISCOLOR. | INDUSTRY - OFFERING ADDITIONAL RESISTANCE TO TAMPERING. HEAVIER GAUGE ALUMINUM MESH AND EXTRUDED (NOT BENT) FRAME ADD RIGIDITY. ALL MODELS HAVE AN EXCLUSIVE SOLID ALUMINUM ROOF PANEL THAT SLANTS TOWARD THE BACK TO SHED WATER AND ICE. |  | 12 | 12 | 28 | 2.3333 | CF | EA |  |  |  | 198 | 540 16 | US | 1 |  | 0 | STND | 30 | AF | IN | IN | IN | LN | WD | HT | P |  |  | O | O | O | O
GS-07F-238AA | JP-23009 | JUSTRITE | 4 CYLINDER VERTICAL GAS CYLINDER STORAGE | JP-23009 | 4 CYLINDER VERTICAL GAS CYLINDER STORAGE LOCKER | 4 CYLINDER VERTICAL LOCKER (CSA) FOR LPG CYLINDERS (LOW PRESSURE GAS CYLINDERS). THIS LOCKER HOLDS 4 - 20 OR 33 LB CYLINDERS. DIMENSIONS (WXHXD, INCHES): 30X33.5X32IN (762X851X813MM). SAFELY SECURE LPG AND OXYGEN CYLINDERS FROM THEFT | CYLINDER LOCKERS FROM JUSTRITE. SUPERIOR FEATURES MAKE THESE UNITS EXTREMELY DURABLE AND EASY TO USE. CONSTRUCTED OF 100% WELDED ALUMINUM - THEY WILL NOT RUST, CORRODE OR DISCOLOR. | ST IN THE INDUSTRY - OFFERING ADDITIONAL RESISTANCE TO TAMPERING. HEAVIER GAUGE ALUMINUM MESH AND EXTRUDED (NOT BENT) FRAME ADD RIGIDITY. ALL MODELS HAVE AN EXCLUSIVE SOLID ALUMINUM ROOF PANEL THAT SLANTS TOWARD THE BACK TO SHED WATER AND ICE. |  | 12 | 12 | 28 | 2.3333 | CF | EA |  |  |  | 88 | 540 16 | US | 1 |  | 0 | STND | 30 | AF | IN | IN | IN | LN | WD | HT | P |  |  | O | O | O | O
GS-07F-238AA | JP-23010 | JUSTRITE | 8 CYLINDER VERTICAL GAS CYLINDER STORAGE | JP-23010 | 8 CYLINDER VERTICAL GAS CYLINDER STORAGE LOCKER | 8 CYLINDER VERTICAL LOCKER (CSA) FOR LPG CYLINDERS (LOW PRESSURE GAS CYLINDERS). THIS LOCKER HOLDS 8- 20 OR 33 LB CYLINDERS. DIMENSIONS (WXHXD, INCHES): 30X65X32IN (762X1651X813MM). SAFELY SECURE LPG AND OXYGEN CYLINDERS FROM THEFT | CYLINDER LOCKERS FROM JUSTRITE. SUPERIOR FEATURES MAKE THESE UNITS EXTREMELY DURABLE AND EASY TO USE. CONSTRUCTED OF 100% WELDED ALUMINUM - THEY WILL NOT RUST, CORRODE OR DISCOLOR. | IN THE INDUSTRY - OFFERING ADDITIONAL RESISTANCE TO TAMPERING. HEAVIER GAUGE ALUMINUM MESH AND EXTRUDED (NOT BENT) FRAME ADD RIGIDITY. ALL MODELS HAVE AN EXCLUSIVE SOLID ALUMINUM ROOF PANEL THAT SLANTS TOWARD THE BACK TO SHED WATER AND ICE. |  | 12 | 12 | 28 | 2.3333 | CF | EA |  |  |  | 95 | 540 16 | US | 1 |  | 0 | STND | 30 | AF | IN | IN | IN | LN | WD | HT | P |  |  | O | O | O | O
GS-07F-238AA | JP-23011 | JUSTRITE | 16 CYLINDER VERTICAL GAS CYLINDER STORAG | JP-23011 | 16 CYLINDER VERTICAL GAS CYLINDER STORAGE LOCKER | 16 CYLINDER VERTICAL LOCKER (CSA) FOR LPG CYLINDERS (LOW PRESSURE GAS CYLINDERS). THIS LOCKER HOLDS 16- 20 OR 33 LB CYLINDERS. DIMENSIONS (WXHXD, INCHES): 60X65X32IN (1524X1651X813MM). SAFELY SECURE LPG AND OXYGEN CYLINDERS FROM THEFT | CYLINDER LOCKERS FROM JUSTRITE. SUPERIOR FEATURES MAKE THESE UNITS EXTREMELY DURABLE AND EASY TO USE. CONSTRUCTED OF 100% WELDED ALUMINUM - THEY WILL NOT RUST, CORRODE OR DISCOLOR. | EST IN THE INDUSTRY - OFFERING ADDITIONAL RESISTANCE TO TAMPERING. HEAVIER GAUGE ALUMINUM MESH AND EXTRUDED (NOT BENT) FRAME ADD RIGIDITY. ALL MODELS HAVE AN EXCLUSIVE SOLID ALUMINUM ROOF PANEL THAT SLANTS TOWARD THE BACK TO SHED WATER AND ICE. |  | 12 | 12 | 28 | 2.3333 | CF | EA |  |  |  | 204 | 540 16 | US | 1 |  | 0 | STND | 30 | AF | IN | IN | IN | LN | WD | HT | P |  |  | O | O | O | O
GS-07F-238AA | JP-24040 | JUSTRITE | ACID COUNTERTOP CABINET 8L BLUE POL | JP-24040 | ACID COUNTERTOP CABINET 8 LITER BLUE POLY JUSTRITE | 19.5"H X14.25"WX16.25"D WITH DOOR. FOR HIGHLY CORROSIVE ACIDS JUSTRITE'S POLYETHYLENE CABINETS OFFER THE MOST RESISTANCE TO CHEMICAL CORROSION AND LEAKS. BOTH MODELS ARE CLEARLY LABELED FOR ACID CONTENTS AND ACCEPT A PADLOCK (NOT INCLUDED) | ADDED SECURITY. COUNTERTOP POLYETHYLENE CABINET STORES UP TO TWO 4-LITER BOTTLES. DOOR CAN BE HINGED FROM EITHER SIDE FOR BEST COUNTERTOP SPACE UTILIZATION. POLYETHYLENE SPILL TRAY INSIDE CONTAINS LEAKS AND REMOVES FOR EASY CLEANING. A SEPARATE POLY | POLYETHYLENE TRAY STORES UNDER CABINET AND CAN BE USED AS A HANDY WORK TRAY. UNDERCOUNTER POLYETHYLENE CABINET SAFELY STORES THIRTY 1-LITER BOTTLES OR A VARIETY OF CONTAINERS. EACH SEGREGATED COMPARTMENT HAS AN ADJUSTABLE SHELF |  | 13 | 13 | 34 | 3.3252 | CF | EA |  |  |  | 21 | 540 16 | US | 1 |  | 0 | STND | 30 | AF | IN | IN | IN | LN | WD | HT | P |  |  | O | O | O | O
GS-07F-238AA | JP-24120 | JUSTRITE | WOOD LAMINATE ACID AND CORROSIVE CABINET | JP-24120 | WOOD LAMINATE ACID AND CORROSIVE CABINET 15 LITER BLUE JUSTRITE | 18.375"H X24"WX15.875"D COUNTERTOP WOOD LAMINATE ACID AND CORROSIVE STORAGE CABINET, MANUAL SLIDING DOORS. HOLDS SIX 2.5 LITER BOTTLES AND IS THE PERFECT SMALL SIZE FOR ON TOP OF A WORKBENCH. THESE CABINETS OFFER EXCEPTIONAL CHEMICAL RESISTANCE | HIGHLY CORROSIVE LIQUIDS SUCH AS PHENOL, NITRIC ACID AND SULFURIC ACID. SLIDING DOORS ARE A PREFERRED CHOICE FOR AISLE LOCATIONS OR WHERE SPACE IS LIMITED. KEYED LOCK FOR SECURITY. WOOD LAMINATE FINISH HAS NO METAL INTERNAL PARTS TO CORRODE. | LASTING WOOD CONSTRUCTION PROVIDES EXCEPTIONAL STRENGTH ALONG WITH STAINLESS STEEL HANDLES AND HINGES TO RESIST CORROSION FROM HARSH ACIDS. SHELVES ADJUST ON 1-1/4" (32MM) CENTERS TO ACCOMMODATE A WIDE VARIETY OF CONTAINERS. |  | 13 | 13 | 34 | 3.3252 | CF | EA |  |  |  | 52 | 540 16 | US | 1 |  | 0 | STND | 30 | AF | IN | IN | IN | LN | WD | HT | P |  |  | O | O | O | O
GS-07F-238AA | JP-24140 | JUSTRITE | WOOD LAMINATE ACID AND CORROSIVE CABINET | JP-24140 | WOOD LAMINATE ACID AND CORROSIVE CABINET 90 LITER BLUE JUSTRITE | 35.75"H X36"WX22"D UNDER THE COUNTER WOOD LAMINATE ACID AND CORROSIVE STORAGE CABINET WITH 1 ADJUSTABLE SHELF, MANUAL SLIDING DOORS. HOLDS THIRTY-SIX 2-1/2"LITER BOTTLES AND CAN BE USED FREE STANDING OR AS AN UNDERCOUNTER STORAGE UNIT. | REMOVABLE, EASY TO CLEAN POLYETHYLENE WORK SURFACE TOP WHICH IS RECESSED 16MM TO HELP CONTAIN ACCIDENTAL LEAKS. THESE CABINETS OFFER EXCEPTIONAL CHEMICAL RESISTANCE TO HIGHLY CORROSIVE LIQUIDS SUCH AS PHENOL, NITRIC ACID AND SULFURIC ACID | DOORS ARE A PREFERRED CHOICE FOR AISLE LOCATIONS OR WHERE SPACE IS LIMITED. KEYED LOCK FOR SECURITY. WOOD LAMINATE FINISH HAS NO METAL INTERNAL PARTS TO CORRODE. LONG LASTING WOOD CONSTRUCTION PROVIDES EXCEPTIONAL STRENGTH ALONG WITH STAINLESS STEEL |  | 13 | 13 | 34 | 3.3252 | CF | EA |  |  |  | 181 | 540 16 | US | 1 |  | 0 | STND | 30 | AF | IN | IN | IN | LN | WD | HT | P |  |  | O | O | O | O
GS-07F-238AA | JP-24150 | JUSTRITE | WOOD LAMINATE ACID AND CORROSIVE CABINET | JP-24150 | WOOD LAMINATE ACID AND CORROSIVE CABINET 122.5 LITER BLUE JUSTRITE | 60"H X42"WX17.875"D WOOD LAMINATE ACID AND CORROSIVE STORAGE CABINET WITH 2 ADJUSTABLE SHELVES, MANUAL SLIDING DOORS. HOLDS FORTY-NINE 2-1/2"LITER BOTTLES. THESE CABINETS OFFER EXCEPTIONAL CHEMICAL RESISTANCE TO HIGHLY CORROSIVE LIQUIDS | PHENOL, NITRIC ACID AND SULFURIC ACID. SLIDING DOORS ARE A PREFERRED CHOICE FOR AISLE LOCATIONS OR WHERE SPACE IS LIMITED. KEYED LOCK FOR SECURITY. WOOD LAMINATE FINISH HAS NO METAL INTERNAL PARTS TO CORRODE. LONG LASTING WOOD CONSTRUCTION | XCEPTIONAL STRENGTH ALONG WITH STAINLESS STEEL HANDLES AND HINGES TO RESIST CORROSION FROM HARSH ACIDS. SHELVES ADJUST ON 1-1/4" (32MM) CENTERS TO ACCOMMODATE A WIDE VARIETY OF CONTAINERS. CABINETS INCLUDE ADJUSTABLE LEG LEVELERS, PATENT PENDING HAZ |  | 13 | 13 | 34 | 3.3252 | CF | EA |  |  |  | 276 | 540 16 | US | 1 |  | 0 | STND | 30 | AF | IN | IN | IN | LN | WD | HT | P |  |  | O | O | O | O
GS-07F-238AA | JP-24195 | JUSTRITE | WOODEN SHELF FOR JUSTRITE NONMETALLIC AC | JP-24195 | WOODEN SHELF 40X15' FOR JUSTRITE NONMETALLIC ACID SAFETY CABINET JP-24150 | WOODEN SHELF FOR JP-24150. DIMENSIONS: 40"LX15"D. JUSTRITE PART # 24195. |  |  |  | 13 | 13 | 34 | 3.3252 | CF | EA |  |  |  | 15 | 540 16 | US | 1 |  | 0 | STND | 30 | AF | IN | IN | IN | LN | WD | HT | P |  |  | O | O | O | O
GS-07F-238AA | JP-24196 | JUSTRITE | WOODEN SHELF FOR JUSTRITE NONMETALLIC AC | JP-24196 | WOODEN SHELF 37.43X17.37' FOR JUSTRITE NONMETALLIC ACID SAFETY CABINET JP-24150 | WOODEN SHELF FOR JP-24150. DIMENSIONS: 37.43"LX17.37"D. JUSTRITE PART # 24196. |  |  |  | 10 | 10 | 10 | 0.5787 | CF | EA |  |  |  | 20 | 540 16 | US | 1 |  | 0 | STND | 30 | AF | IN | IN | IN | LN | WD | HT | P |  |  | O | O | O | O
GS-07F-238AA | JP-25920 | JUSTRITE | DRUM ROLLER FOR SINGLE 55 GAL JUSTRIT | JP-25920 | DRUM ROLLER FOR SINGLE 55 GALLON JUSTRITE VERTICAL DRUM CABINET | DRUM ROLLER FOR SINGLE 55 GAL CABINET. DIMENSIONS: 29.5"X30". JUSTRITE PART # 25920. |  |  |  | 10 | 10 | 10 | 0.5787 | CF | EA |  |  |  | 52 | 540 16 | US | 1 |  | 0 | STND | 30 | AF | IN | IN | IN | LN | WD | HT | P |  |  | O | O | O | O
GS-07F-238AA | JP-25922 | JUSTRITE | DRUM ROLLER FOR DOUBLE 55 GAL JUSTRIT | JP-25922 | DRUM ROLLER FOR DOUBLE 55 GALLON JUSTRITE VERTICAL DRUM CABINET | DRUM ROLLER FOR DOUBLE 55 GAL CABINET. DIMENSIONS: 55.5"X30". JUSTRITE PART # 25922. |  |  |  | 10 | 10 | 10 | 0.5787 | CF | EA |  |  |  | 99 | 540 16 | US | 1 |  | 0 | STND | 30 | AF | IN | IN | IN | LN | WD | HT | P |  |  | O | O | O | O
GS-07F-238AA | JP-25923 | JUSTRITE | DRUM ROLLER FOR DOUBLE 30 GAL JUSTRIT | JP-25923 | DRUM ROLLER FOR DOUBLE 30 GALLON JUSTRITE VERTICAL DRUM CABINET | DRUM ROLLER FOR DOUBLE 30 GAL CABINET. DIMENSIONS: 37"X30". JUSTRITE PART # 25923. |  |  |  | 10 | 10 | 10 | 0.5787 | CF | EA |  |  |  | 55 | 540 16 | US | 1 |  | 0 | STND | 30 | AF | IN | IN | IN | LN | WD | HT | P |  |  | O | O | O | O
GS-07F-238AA | JP-25926 | JUSTRITE | SELF CLOSING CONVERSION KIT FOR JUSTRITE | JP-25926 | SELF CLOSING CONVERSION KIT FOR JUSTRITE CABINETS | THIS KIT IS DESIGNED TO ADAPT A JUSTRITE MANUAL CLOSE SAFETY CABINET INTO A SELF-CLOSING CABINET. LESS EXPENSIVE THAN BUYING A NEW SELF-CLOSE CABINET, THIS CONVERSION KIT OFFERS A SIMPLE WAY TO ADAPT THE CABINET YOU ALREADY HAVE | MEETS SAFETY CODES. FITS MANUAL CLOSE JUSTRITE SAFETY CABINETS LARGER THAN OR EQUAL TO 30 GALLONS (EXCEPT SLIDING DOOR CABINETS), INCLUDING 30, 45, 60, 90 AND 120 GALLON MANUAL CLOSE SAFETY CABINETS. SINCE THE KIT IS MOUNTED ON THE INSIDE | THE DOOR (AS OPPOSED TO IN THE AIRSPACE WITHIN THE DOOR ITSELF ON ORIGINAL SELF-CLOSING CABINETS) IT TAKES UP A LIMITED AMOUNT OF STORAGE SPACE AND IS NOT RECOMMENDED FOR CABINETS SMALLER THAN 30 GALLON DUE TO THE DIFFICULTY IN MANEUVERING ITEMS IN |  | 10 | 10 | 10 | 0.5787 | CF | EA |  |  |  | 3 | 540 16 | US | 1 |  | 0 | STND | 30 | AF | IN | IN | IN | LN | WD | HT | P |  |  | O | O | O | O
GS-07F-238AA | JP-25932 | JUSTRITE | DRUM CABINET RAMP 24.5X 28' FOR JUSTR | JP-25932 | DRUM CABINET RAMP 24.5"X28' FOR JUSTRITE VERTICAL DRUM CABINETS | DRUM RAMP FITS ALL JUSTRITE DRUM CABINETS. DIMENSIONS: 28X24.5. JUSTRITE PART # 25932. |  |  |  | 10 | 10 | 10 | 0.5787 | CF | EA |  |  |  | 35 | 540 16 | US | 1 |  | 0 | STND | 30 | AF | IN | IN | IN | LN | WD | HT | P |  |  | O | O | O | O
GS-07F-238AA | JP-25950 | JUSTRITE | WALL MOUNT ASSEMBLY KIT FOR JUSTRITE 20 | JP-25950 | WALL MOUNT ASSEMBLY KIT FOR JUSTRITE 20 GALLON CABINETS | WALL MOUNT ASSEMBLY KIT FOR JUSTRITE 20 GALLON CABINETS. DIMENSIONS: 28"X24.5". JUSTRITE PART # 25950. |  |  |  | 10 | 10 | 10 | 0.5787 | CF | EA |  |  |  | 5 | 540 16 | US | 1 |  | 0 | STND | 30 | AF | IN | IN | IN | LN | WD | HT | P |  |  | O | O | O | O
GS-07F-238AA | JP-25951 | JUSTRITE | WALL MOUNT KIT FOR 4 GAL JUSTRITE CAB | JP-25951 | WALL MOUNT KIT FOR 4 GALLON JUSTRITE CABINETS | WALL MOUNT KIT FOR 4 GALLON JUSTRITE CABINETS. JUSTRITE PART # 25951. |  |  |  | 10 | 10 | 10 | 0.5787 | CF | EA |  |  |  | 4 | 540 16 | US | 1 |  | 0 | STND | 30 | AF | IN | IN | IN | LN | WD | HT | P |  |  | O | O | O | O
GS-07F-238AA | JP-25952 | JUSTRITE | FOOT LEVELING KIT FOR JUSTRITE SAFETY CA | JP-25952 | FOOT LEVELING KIT FOR JUSTRITE SAFETY CABINETS | NEED TO PLACE A CABINET WHERE THE FLOOR IS UNEVEN? THIS KIT WILL GET YOUR CABINET TO SIT STRAIGHT. JUSTRITE PART # 25952. |  |  |  | 10 | 10 | 10 | 0.5787 | CF | EA |  |  |  | 0.8 | 540 16 | US | 1 |  | 0 | STND | 30 | AF | IN | IN | IN | LN | WD | HT | P |  |  | O | O | O | O
GS-07F-238AA | JP-25968 | JUSTRITE | SOLVENT PASS-THROUGH VALVE KIT FOR SAFET | JP-25968 | SOLVENT PASS-THROUGH VALVE KIT FOR SAFETY CABINETS | SOLVENT PASS-THROUGH VALVE KIT FOR SAFETY CABINETS - NOT INSTALLED. PASS-THRU VALVE CAN BE USED ON THE TOP, SIDE, OR BACK OF ANY SAFETY CABINET. UNIQUE SYSTEM PROVIDES A MEANS TO PASS SOLVENTS THROUGH THE WALL OF A CABINET | LIQUID INTO AND/OR OUT OF THE CABINET WITHOUT HUMAN HAND TRANSFER. STAINLESS STEEL VALVE IS ONE WAY AND CANNOT BE REVERSED. A. 25" NPT (TAPERED) FITTING IS REQUIRED TO THREAD INTO BOTH SIDES OF THE VALVE. JUSTRITE PART # 25968. |  |  | 10 | 10 | 10 | 0.5787 | CF | EA |  |  |  | 1.6 | 540 16 | US | 1 |  | 0 | STND | 30 | AF | IN | IN | IN | LN | WD | HT | P |  |  | O | O | O | O
GS-07F-238AA | JP-25969 | JUSTRITE | SOLVENT PASS-THROUGH VALVE KIT FOR SAFET | JP-25969 | SOLVENT PASS-THROUGH VALVE KIT FOR SAFETY CABINETS - INSTALLED | SOLVENT PASS-THROUGH VALVE KIT FOR SAFETY CABINETS - INSTALLED. PURCHASE ALONG WITH A SAFETY CABINET. PASS-THRU VALVE CAN BE USED ON THE TOP, SIDE, OR BACK OF ANY SAFETY CABINET. UNIQUE SYSTEM PROVIDES A MEANS TO PASS SOLVENTS THROUGH THE WALL | PUMP LIQUID INTO AND/OR OUT OF THE CABINET WITHOUT HUMAN HAND TRANSFER. STAINLESS STEEL VALVE IS ONE WAY AND CANNOT BE REVERSED. A. 25" NPT (TAPERED) FITTING IS REQUIRED TO THREAD INTO BOTH SIDES OF THE VALVE. | CIFY VALVE LOCATION AND DIRECTION OF FLOW. JUSTRITE PART # 25969. |  | 10 | 10 | 10 | 0.5787 | CF | EA |  |  |  | 1 | 540 16 | US | 1 |  | 0 | STND | 30 | AF | IN | IN | IN | LN | WD | HT | P |  |  | O | O | O | O
GS-07F-238AA | JP-25973 | JUSTRITE | NITROGEN PASS-THROUGH VALVE KIT FOR SAFE | JP-25973 | NITROGEN PASS-THROUGH VALVE KIT FOR SAFETY CABINETS | NITROGEN PASS-THROUGH VALVE KIT FOR SAFETY CABINETS - NOT INSTALLED. PASS-THRU VALVE CAN BE USED ON THE TOP, SIDE, OR BACK OF ANY SAFETY CABINET. UNIQUE SYSTEM PROVIDES A MEANS TO PASS SOLVENTS THROUGH THE WALL OF A CABINET | PUMP LIQUID INTO AND/OR OUT OF THE CABINET WITHOUT HUMAN HAND TRANSFER. STAINLESS STEEL VALVE IS ONE WAY AND CANNOT BE REVERSED. A. 25" NPT (TAPERED) FITTING IS REQUIRED TO THREAD INTO BOTH SIDES OF THE VALVE. JUSTRITE PART # 25973. |  |  | 10 | 10 | 10 | 0.5787 | CF | EA |  |  |  | 1.6 | 540 16 | US | 1 |  | 0 | STND | 30 | AF | IN | IN | IN | LN | WD | HT | P |  |  | O | O | O | O
GS-07F-238AA | JP-25974 | JUSTRITE | NITROGEN PASS-THROUGH VALVE KIT FOR SAFE | JP-25974 | NITROGEN PASS-THROUGH VALVE KIT FOR SAFETY CABINETS - INSTALLED | NITROGEN PASS-THROUGH VALVE KIT FOR SAFETY CABINETS - INSTALLED. PURCHASE ALONG WITH A SAFETY CABINET. PASS-THRU VALVE CAN BE USED ON THE TOP, SIDE, OR BACK OF ANY SAFETY CABINET. UNIQUE SYSTEM PROVIDES A MEANS TO PASS SOLVENTS THROUGH THE WALL | PUMP LIQUID INTO AND/OR OUT OF THE CABINET WITHOUT HUMAN HAND TRANSFER. STAINLESS STEEL VALVE IS ONE WAY AND CANNOT BE REVERSED. A. 25" NPT (TAPERED) FITTING IS REQUIRED TO THREAD INTO BOTH SIDES OF THE VALVE. | ECIFY VALVE LOCATION AND DIRECTION OF FLOW. JUSTRITE PART # 25974. |  | 10 | 10 | 10 | 0.5787 | CF | EA |  |  |  | 1 | 540 16 | US | 1 |  | 0 | STND | 30 | AF | IN | IN | IN | LN | WD | HT | P |  |  | O | O | O | O
GS-07F-238AA | JP-25987 | JUSTRITE | SAFETY CABINET ANGLED COVER FOR 30 & 45 | JP-25987 | SAFETY CABINET ANGLED COVER FOR 30 & 45 GALLON JUSTRITE CABINETS 18"DEEP | THE EASY WAY TO PREVENT POTENTIALLY DANGEROUS ITEMS BEING PLACED ON TOP OF CABINETS. THIS COVER REDUCES THE CHANCE OF SPILLS AND EXPOSURE TO HARMFUL MATERIALS AND ENCOURAGES GOOD HOUSEKEEPING. | FOR AIRPLANE HANGARS. STRONG, INDUSTRIAL STRENGTH TAPE IS INCLUDED FOR SECURE ATTACHMENT. DIMENSIONS: 8.5"H X42.5"WX18"D. JUSTRITE PART # 25987. |  |  | 10 | 10 | 10 | 0.5787 | CF | EA |  |  |  | 28 | 540 16 | US | 1 |  | 0 | STND | 30 | AF | IN | IN | IN | LN | WD | HT | P |  |  | O | O | O | O
GS-07F-238AA | JP-25989 | JUSTRITE | SAFETY CABINET COVER FOR 60 GAL JUSTR | JP-25989 | SAFETY CABINET COVER FOR 60 GALLON JUSTRITE CABINETS 34"DEEP | THE EASY WAY TO PREVENT POTENTIALLY DANGEROUS ITEMS BEING PLACED ON TOP OF CABINETS. THIS COVER REDUCES THE CHANCE OF SPILLS AND EXPOSURE TO HARMFUL MATERIALS AND ENCOURAGES GOOD HOUSEKEEPING. | FOR HANGARS. STRONG, INDUSTRIAL STRENGTH TAPE IS INCLUDED FOR SECURE ATTACHMENT. DIMENSIONS: 16"H X33.5"WX34"D. JUSTRITE PART # 25989. |  |  | 10 | 10 | 10 | 0.5787 | CF | EA |  |  |  | 78 | 540 16 | US | 1 |  | 0 | STND | 30 | AF | IN | IN | IN | LN | WD | HT | P |  |  | O | O | O | O
GS-07F-238AA | JP-26001 | JUSTRITE | 12 GAL CEASE-FIRE DRUM BODY | JP-26001 | 12 GALLON CEASE-FIRE DRUM BODY | GRAY DRUMS ARE HEAVY GAUGE STEEL WITH A RUST PREVENTATIVE INTERIOR COATING. OPEN HEAD, CHOOSE JUSTRITE CEASE FIRE TOP. JUSTRITE PART # 26001. |  |  |  | 10 | 10 | 10 | 0.5787 | CF | EA |  |  |  | 9 | 540 16 | US | 1 |  | 0 | STND | 30 | AF | IN | IN | IN | LN | WD | HT | P |  |  | O | O | O | O
GS-07F-238AA | JP-26005 | JUSTRITE | 15 GAL CEASE FIRE DRUM BODY | JP-26005 | 15 GALLON CEASE FIRE DRUM BODY | GRAY DRUMS ARE HEAVY GAUGE STEEL WITH A RUST PREVENTATIVE INTERIOR COATING. OPEN HEAD, CHOOSE JUSTRITE CEASE FIRE TOP. JUSTRITE PART # 26005. |  |  |  | 10 | 10 | 10 | 0.5787 | CF | EA |  |  |  | 10 | 540 16 | US | 1 |  | 0 | STND | 30 | AF | IN | IN | IN | LN | WD | HT | P |  |  | O | O | O | O
GS-07F-238AA | JP-26040 | JUSTRITE | 4.5 GAL CEASE-FIRE DRUM BODY | JP-26040 | 4.5 GALLON CEASE-FIRE DRUM BODY | GRAY DRUMS ARE HEAVY GAUGE STEEL WITH A RUST PREVENTATIVE INTERIOR COATING. OPEN HEAD, CHOOSE JUSTRITE CEASE FIRE TOP. JUSTRITE PART # 26040. |  |  |  | 10 | 10 | 10 | 0.5787 | CF | EA |  |  |  | 5 | 540 16 | US | 1 |  | 0 | STND | 30 | AF | IN | IN | IN | LN | WD | HT | P |  |  | O | O | O | O
GS-07F-238AA | JP-26050 | JUSTRITE | 6 GAL CEASE-FIRE DRUM BODY | JP-26050 | 6 GALLON CEASE-FIRE DRUM BODY | GRAY DRUMS ARE HEAVY GAUGE STEEL WITH A RUST PREVENTATIVE INTERIOR COATING. OPEN HEAD, CHOOSE JUSTRITE CEASE FIRE TOP. JUSTRITE PART # 26050. |  |  |  | 10 | 10 | 10 | 0.5787 | CF | EA |  |  |  | 5.5 | 540 16 | US | 1 |  | 0 | STND | 30 | AF | IN | IN | IN | LN | WD | HT | P |  |  | O | O | O | O
GS-07F-238AA | JP-26054 | JUSTRITE | 55 GAL CEASE-FIRE DRUM BODY | JP-26054 | 55 GALLON CEASE-FIRE DRUM BODY | GRAY DRUMS ARE HEAVY GAUGE STEEL WITH A RUST PREVENTATIVE INTERIOR COATING. OPEN HEAD, CHOOSE JUSTRITE CEASE FIRE TOP. JUSTRITE PART # 26054. |  |  |  | 10 | 10 | 10 | 0.5787 | CF | EA |  |  |  | 35 | 540 16 | US | 1 |  | 0 | STND | 30 | AF | IN | IN | IN | LN | WD | HT | P |  |  | O | O | O | O
GS-07F-238AA | JP-26312 | JUSTRITE | SMALL RED STEEL CEASE-FIRE DRUM HEAD FOR | JP-26312 | SMALL RED STEEL CEASE-FIRE DRUM HEAD FOR 12 & 15 GALLON DRUM BODIES | CEASE-FIRE RECEPTACLES PROVIDE ROUND-THE-CLOCK PROTECTION | HEAVY-DUTY STEEL HEADS ARE FINISHED IN A DURABLE RED POWDER COAT PAINT FINISH; RECOMMENDED FOR APPLICATIONS WHERE POTENTIALLY ABUSIVE CONDITIONS MAKE ALUMINUM HEADS IMPRACTICAL. JUSTRITE PART # 26312. |  |  | 10 | 10 | 10 | 0.5787 | CF | EA |  |  |  | 2.5 | 540 16 | US | 1 |  | 0 | STND | 30 | AF | IN | IN | IN | LN | WD | HT | P |  |  | O | O | O | O
GS-07F-238AA | JP-26330 | JUSTRITE | MEDIUM RED STEEL CEASE-FIRE DRUM HEAD FO | JP-26330 | MEDIUM RED STEEL CEASE-FIRE DRUM HEAD FOR 30 GALLON DRUM BODIES | CEASE-FIRE RECEPTACLES PROVIDE ROUND-THE-CLOCK PROTECTION | HEAVY-DUTY STEEL HEADS ARE FINISHED IN A DURABLE RED POWDER COAT PAINT FINISH; RECOMMENDED FOR APPLICATIONS WHERE POTENTIALLY ABUSIVE CONDITIONS MAKE ALUMINUM HEADS IMPRACTICAL. JUSTRITE PART # 26330. |  |  | 10 | 10 | 10 | 0.5787 | CF | EA |  |  |  | 5 | 540 16 | US | 1 |  | 0 | STND | 30 | AF | IN | IN | IN | LN | WD | HT | P |  |  | O | O | O | O
GS-07F-238AA | JP-26355 | JUSTRITE | CEASE-FIRE DRUM HEAD LG RED STEEL FO | JP-26355 | CEASE-FIRE DRUM HEAD LARGE RED STEEL FOR 55 GALLON DRUM BODIES | CEASE-FIRE RECEPTACLES PROVIDE ROUND-THE-CLOCK PROTECTION | HEAVY-DUTY STEEL HEADS ARE FINISHED IN A DURABLE RED POWDER COAT PAINT FINISH; RECOMMENDED FOR APPLICATIONS WHERE POTENTIALLY ABUSIVE CONDITIONS MAKE ALUMINUM HEADS IMPRACTICAL. JUSTRITE PART # 26355. |  |  | 10 | 10 | 10 | 0.5787 | CF | EA |  |  |  | 7 | 540 16 | US | 1 |  | 0 | STND | 30 | AF | IN | IN | IN | LN | WD | HT | P |  |  | O | O | O | O
GS-07F-238AA | JP-26412 | JUSTRITE | STEEL CEASE-FIRE WASTE DRUM, RED STE | JP-26412 | STEEL CEASE-FIRE WASTE DRUM RED STEEL HEAD 12 GALLON | FOR DISPOSAL OF NON-OILY WASTEJUSTRITE 26412 CEASE-FIRE WASTE RECEPTACLES ARE SPECIALLY CONTOURED TO DIRECT SMOKE AND GAS FROM ANY FIRE INSIDE THE CONTAINER, BACK INTO THE COMBUSTION AREA, CUTTING OFF THE AIR SUPPLY AND EXTINGUISHING FLAMES | CEASE-FIRE RECEPTACLES PROVIDE ROUND-THE-CLOCK PROTECTION AGAINST TRASH FIRES. STEEL HEADS ARE FINISHED IN A DURABLE RED POWDER COAT PAINT FINISH; RECOMMENDED FOR APPLICATIONS WHERE POTENTIALLY ABUSIVE CONDITIONS MAKE ALUMINUM HEADS IMPRACTICAL. | DRUM BODIES ARE HEAVY GAUGE STEEL, WITH A RUST PREVENTATIVE INTERIOR COATING. FM & UL APPROVED DRUMS SHOULD ONLY BE FILLED TO 75% CAPACITY FOR OPTIMAL SAFETY. JUSTRITE PART # 26412 |  | 10 | 10 | 10 | 0.5787 | CF | EA |  |  |  | 11.4 | 540 16 | US | 1 |  | 0 | STND | 30 | AF | IN | IN | IN | LN | WD | HT | P |  |  | O | O | O | O
GS-07F-238AA | JP-26415 | JUSTRITE | STEEL CEASE-FIRE WASTE DRUM, RED STE | JP-26415 | STEEL CEASE-FIRE WASTE DRUM RED STEEL HEAD 15 GALLON | FOR DISPOSAL OF NON-OILY WASTEJUSTRITE 26415 CEASE-FIRE WASTE RECEPTACLES ARE SPECIALLY CONTOURED TO DIRECT SMOKE AND GAS FROM ANY FIRE INSIDE THE CONTAINER, BACK INTO THE COMBUSTION AREA, CUTTING OFF THE AIR SUPPLY AND EXTINGUISHING FLAMES | CEASE-FIRE RECEPTACLES PROVIDE ROUND-THE-CLOCK PROTECTION AGAINST TRASH FIRES. STEEL HEADS ARE FINISHED IN A DURABLE RED POWDER COAT PAINT FINISH; RECOMMENDED FOR APPLICATIONS WHERE POTENTIALLY ABUSIVE CONDITIONS MAKE ALUMINUM HEADS IMPRACTICAL. | DRUM BODIES ARE HEAVY GAUGE STEEL, WITH A RUST PREVENTATIVE INTERIOR COATING. FM & UL APPROVED DRUMS SHOULD ONLY BE FILLED TO 75% CAPACITY FOR OPTIMAL SAFETY. JUSTRITE PART # 26415 |  | 10 | 10 | 10 | 0.5787 | CF | EA |  |  |  | 12.5 | 540 16 | US | 1 |  | 0 | STND | 30 | AF | IN | IN | IN | LN | WD | HT | P |  |  | O | O | O | O
GS-07F-238AA | JP-26430 | JUSTRITE | STEEL CEASE-FIRE WASTE DRUM, RED STE | JP-26430 | STEEL CEASE-FIRE WASTE DRUM RED STEEL HEAD 30 GALLON | FOR DISPOSAL OF NON-OILY WASTEJUSTRITE 26430 CEASE-FIRE WASTE RECEPTACLES ARE SPECIALLY CONTOURED TO DIRECT SMOKE AND GAS FROM ANY FIRE INSIDE THE CONTAINER, BACK INTO THE COMBUSTION AREA, CUTTING OFF THE AIR SUPPLY AND EXTINGUISHING FLAMES | CEASE-FIRE RECEPTACLES PROVIDE ROUND-THE-CLOCK PROTECTION AGAINST TRASH FIRES. STEEL HEADS ARE FINISHED IN A DURABLE RED POWDER COAT PAINT FINISH; RECOMMENDED FOR APPLICATIONS WHERE POTENTIALLY ABUSIVE CONDITIONS MAKE ALUMINUM HEADS IMPRACTICAL. | DRUM BODIES ARE HEAVY GAUGE STEEL, WITH A RUST PREVENTATIVE INTERIOR COATING. FM & UL APPROVED DRUMS SHOULD ONLY BE FILLED TO 75% CAPACITY FOR OPTIMAL SAFETY. JUSTRITE PART # 26430 |  | 10 | 10 | 10 | 0.5787 | CF | EA |  |  |  | 28 | 540 16 | US | 1 |  | 0 | STND | 30 | AF | IN | IN | IN | LN | WD | HT | P |  |  | O | O | O | O
GS-07F-238AA | JP-26455 | JUSTRITE | STEEL CEASE-FIRE WASTE DRUM, RED STE | JP-26455 | STEEL CEASE-FIRE WASTE DRUM RED STEEL HEAD 55 GALLON | FOR DISPOSAL OF NON-OILY WASTEJUSTRITE26455 CEASE-FIRE WASTE RECEPTACLES ARE SPECIALLY CONTOURED TO DIRECT SMOKE AND GAS FROM ANY FIRE INSIDE THE CONTAINER, BACK INTO THE COMBUSTION AREA, CUTTING OFF THE AIR SUPPLY AND EXTINGUISHING FLAMES | CEASE-FIRE RECEPTACLES PROVIDE ROUND-THE-CLOCK PROTECTION AGAINST TRASH FIRES. STEEL HEADS ARE FINISHED IN A DURABLE RED POWDER COAT PAINT FINISH; RECOMMENDED FOR APPLICATIONS WHERE POTENTIALLY ABUSIVE CONDITIONS MAKE ALUMINUM HEADS IMPRACTICAL. | DRUM BODIES ARE HEAVY GAUGE STEEL, WITH A RUST PREVENTATIVE INTERIOR COATING. FM APPROVED DRUMS SHOULD ONLY BE FILLED TO 75% CAPACITY FOR OPTIMAL SAFETY. JUSTRITE PART # 26455 EQUIPP |  | 10 | 10 | 10 | 0.5787 | CF | EA |  |  |  | 43 | 540 16 | JP | 1 |  | 0 | STND | 30 | AF | IN | IN | IN | LN | WD | HT | P |  |  | O | O | O | O
GS-07F-238AA | JP-26506 | JUSTRITE | EXTRA SMALL ALUMINUM CEASE-FIRE DRUM HEA | JP-26506 | EXTRA SMALL ALUMINUM CEASE-FIRE DRUM HEAD FOR 4.5 GALLON DRUM BODIES | CEASE-FIRE RECEPTACLES PROVIDE ROUND-THE-CLOCK PROTECTION | TRASH FIRES. BRUSHED ALUMINUM HEADS ARE VIRTUALLY CORROSION FREE, PROVIDING EASY CLEAN-UP AND LONG-LASTING GOOD LOOKS. JUSTRITE PART # 26506. |  |  | 10 | 10 | 10 | 0.5787 | CF | EA |  |  |  | 0.9 | 540 16 | JP | 1 |  | 0 | STND | 30 | AF | IN | IN | IN | LN | WD | HT | P |  |  | O | O | O | O
GS-07F-238AA | JP-26512 | JUSTRITE | SMALL ALUMINUM CEASE-FIRE DRUM HEAD FOR | JP-26512 | SMALL ALUMINUM CEASE-FIRE DRUM HEAD FOR 12 & 15 GALLON DRUM BODIES | CEASE-FIRE RECEPTACLES PROVIDE ROUND-THE-CLOCK PROTECTION | TRASH FIRES. BRUSHED ALUMINUM HEADS ARE VIRTUALLY CORROSION FREE, PROVIDING EASY CLEAN-UP AND LONG-LASTING GOOD LOOKS. JUSTRITE PART # 26512. |  |  | 10 | 10 | 10 | 0.5787 | CF | EA |  |  |  | 1.5 | 540 16 | JP | 1 |  | 0 | STND | 30 | AF | IN | IN | IN | LN | WD | HT | P |  |  | O | O | O | O
GS-07F-238AA | JP-26530 | JUSTRITE | CEASE-FIRE DRUM HEAD FOR 30 GAL DRUM | JP-26530 | CEASE-FIRE DRUM HEAD FOR 30 GALLON DRUM BODIES MEDIUM ALUMINUM | CEASE-FIRE RECEPTACLES PROVIDE ROUND-THE-CLOCK PROTECTION | TRASH FIRES. BRUSHED ALUMINUM HEADS ARE VIRTUALLY CORROSION FREE, PROVIDING EASY CLEAN-UP AND LONG-LASTING GOOD LOOKS. JUSTRITE PART # 26530. |  |  | 10 | 10 | 10 | 0.5787 | CF | EA |  |  |  | 3 | 540 16 | JP | 1 |  | 0 | STND | 30 | AF | IN | IN | IN | LN | WD | HT | P |  |  | O | O | O | O
GS-07F-238AA | JP-26555 | JUSTRITE | CEASE-FIRE DRUM HEAD LG ALUMINUM FOR | JP-26555 | CEASE-FIRE DRUM HEAD LARGE ALUMINUM FOR 55 GALLON DRUM BODIES | CEASE-FIRE RECEPTACLES PROVIDE ROUND-THE-CLOCK PROTECTION | TRASH FIRES. BRUSHED ALUMINUM HEADS ARE VIRTUALLY CORROSION FREE, PROVIDING EASY CLEAN-UP AND LONG-LASTING GOOD LOOKS. JUSTRITE PART # 26555. |  |  | 10 | 10 | 10 | 0.5787 | CF | EA |  |  |  | 4.7 | 540 16 | JP | 1 |  | 0 | STND | 30 | AF | IN | IN | IN | LN | WD | HT | P |  |  | O | O | O | O
GS-07F-238AA | JP-26604G | JUSTRITE | STEEL CEASE-FIRE WASTE DRUM, ALUMINU | JP-26604G | STEEL CEASE-FIRE WASTE DRUM ALUMINUM HEAD 4.5 GALLON | FOR DISPOSAL OF NON-OILY WASTEJUSTRITE 26604 4.5 GALLON WASTE RECEPTACLES ARE SPECIALLY CONTOURED TO DIRECT SMOKE AND GAS FROM ANY FIRE INSIDE THE CONTAINER, BACK INTO THE COMBUSTION AREA, CUTTING OFF THE AIR SUPPLY AND EXTINGUISHING FLAMES | CEASE-FIRE RECEPTACLES PROVIDE ROUND-THE-CLOCK PROTECTION AGAINST TRASH FIRES. STEEL IS FINISHED IN A DURABLE POWDER COAT PAINT FINISH. DRUM BODIES ARE HEAVY GAUGE STEEL, WITH A RUST PREVENTATIVE INTERIOR COATING. BRUSHED ALUMINUM HEADS | CORROSION FREE, PROVIDING EASY CLEAN-UP AND LONG-LASTING GOOD LOOKS. FM & UL APPROVED. DRUMS SHOULD ONLY BE FILLED TO 75% CAPACITY FOR OPTIMAL SAFETY. JUSTRITE PART # 26604G |  | 10 | 10 | 10 | 0.5787 | CF | EA |  |  |  | 5.9 | 540 16 | JP | 1 |  | 0 | STND | 30 | AF | IN | IN | IN | LN | WD | HT | P |  |  | O | O | O | O
GS-07F-238AA | JP-26606G | JUSTRITE | STEEL CEASE-FIRE WASTE DRUM, ALUMINU | JP-26606G | STEEL CEASE-FIRE WASTE DRUM ALUMINUM HEAD 6 GALLON | FOR DISPOSAL OF NON-OILY WASTEJUSTRITE 26606 6 GALLON WASTE RECEPTACLE ARE SPECIALLY CONTOURED TO DIRECT SMOKE AND GAS FROM ANY FIRE INSIDE THE CONTAINER, BACK INTO THE COMBUSTION AREA, CUTTING OFF THE AIR SUPPLY AND EXTINGUISHING FLAMES | CEASE-FIRE RECEPTACLES PROVIDE ROUND-THE-CLOCK PROTECTION AGAINST TRASH FIRES. STEEL IS FINISHED IN A DURABLE POWDER COAT PAINT FINISH. DRUM BODIES ARE HEAVY GAUGE STEEL, WITH A RUST PREVENTATIVE INTERIOR COATING. BRUSHED ALUMINUM HEADS | CORROSION FREE, PROVIDING EASY CLEAN-UP AND LONG-LASTING GOOD LOOKS. FM & UL APPROVED. DRUMS SHOULD ONLY BE FILLED TO 75% CAPACITY FOR OPTIMAL SAFETY. JUSTRITE PART # 26606G |  | 10 | 10 | 10 | 0.5787 | CF | EA |  |  |  | 6.4 | 540 16 | JP | 1 |  | 0 | STND | 30 | AF | IN | IN | IN | LN | WD | HT | P |  |  | O | O | O | O
GS-07F-238AA | JP-26612G | JUSTRITE | STEEL CEASE-FIRE WASTE DRUM, ALUMINU | JP-26612G | STEEL CEASE-FIRE WASTE DRUM ALUMINUM HEAD 12 GALLON | FOR DISPOSAL OF NON-OILY WASTEJUSTRITE 26612 12 GALLON WASTE RECEPTACLES ARE SPECIALLY CONTOURED TO DIRECT SMOKE AND GAS FROM ANY FIRE INSIDE THE CONTAINER, BACK INTO THE COMBUSTION AREA, CUTTING OFF THE AIR SUPPLY AND EXTINGUISHING FLAMES | CEASE-FIRE RECEPTACLES PROVIDE ROUND-THE-CLOCK PROTECTION AGAINST TRASH FIRES. STEEL IS FINISHED IN A DURABLE POWDER COAT PAINT FINISH. DRUM BODIES ARE HEAVY GAUGE STEEL, WITH A RUST PREVENTATIVE INTERIOR COATING. BRUSHED ALUMINUM HEADS | CORROSION FREE, PROVIDING EASY CLEAN-UP AND LONG-LASTING GOOD LOOKS. FM & UL APPROVED. DRUMS SHOULD ONLY BE FILLED TO 75% CAPACITY FOR OPTIMAL SAFETY. JUSTRITE PART # 26612G |  | 10 | 10 | 10 | 0.5787 | CF | EA |  |  |  | 10.4 | 540 16 | JP | 1 |  | 0 | STND | 30 | AF | IN | IN | IN | LN | WD | HT | P |  |  | O | O | O | O
GS-07F-238AA | JP-26615G | JUSTRITE | STEEL CEASE-FIRE WASTE DRUM, ALUMINU | JP-26615G | STEEL CEASE-FIRE WASTE DRUM ALUMINUM HEAD 15 GALLON | FOR DISPOSAL OF NON-OILY WASTEJUSTRITE 26615 15 GALLON WASTE RECEPTACLES ARE SPECIALLY CONTOURED TO DIRECT SMOKE AND GAS FROM ANY FIRE INSIDE THE CONTAINER, BACK INTO THE COMBUSTION AREA, CUTTING OFF THE AIR SUPPLY AND EXTINGUISHING FLAMES | CEASE-FIRE RECEPTACLES PROVIDE ROUND-THE-CLOCK PROTECTION AGAINST TRASH FIRES. STEEL IS FINISHED IN A DURABLE POWDER COAT PAINT FINISH. DRUM BODIES ARE HEAVY GAUGE STEEL, WITH A RUST PREVENTATIVE INTERIOR COATING. BRUSHED ALUMINUM HEADS | CORROSION FREE, PROVIDING EASY CLEAN-UP AND LONG-LASTING GOOD LOOKS. FM & UL APPROVED. DRUMS SHOULD ONLY BE FILLED TO 75% CAPACITY FOR OPTIMAL SAFETY. JUSTRITE PART # 26615G |  | 10 | 10 | 10 | 0.5787 | CF | EA |  |  |  | 11.8 | 540 16 | JP | 1 |  | 0 | STND | 30 | AF | IN | IN | IN | LN | WD | HT | P |  |  | O | O | O | O
GS-07F-238AA | JP-26624G | JUSTRITE | 4.5 GAL STEEL CEASE-FIRE CIGARETTE DR | JP-26624G | STEEL CEASE-FIRE CIGARETTE DRUM 4.5 GALLON ALUMINUM HEAD AND GRILL GUARD | A SAFE AND ATTRACTIVE MEANS OF COLLECTING CIGARETTE BUTTS FOR DISPOSAL. GRILL GUARD KEEPS OTHER KINDS OF TRASH OUT FOR SAFE CONTAINMENT AND EXTINGUISHING OF LIT ASH |  |  |  | 10 | 10 | 10 | 0.5787 | CF | EA |  |  |  | 6 | 540 16 | JP | 1 |  | 0 | STND | 30 | AF | IN | IN | IN | LN | WD | HT | P |  |  | O | O | O | O
GS-07F-238AA | JP-26626G | JUSTRITE | STEEL CEASE-FIRE CIGARETTE WASTE DRUM WI | JP-26626G | STEEL CEASE-FIRE CIGARETTE WASTE DRUM ALUMINUM HEAD 6 GALLON GRILL GUARD | FOR DISPOSAL OF NON-OILY WASTEJUSTRITE 26626 6 GALLON CIGARETTE WASTE RECEPTACLES ARE A SAFE AND ATTRACTIVE MEANS OF COLLECTING CIGARETTE BUTTS FOR DISPOSAL. GRILL GUARD KEEPS OTHER KINDS OF TRASH OUT FOR SAFE CONTAINMENT AND EXTINGUISHING OF LIT ASH | SUITABLE FOR IN-PLANT USE. FM & UL APPROVED. JUSTRITE PART # 26626G EQUIPPED WITH TOPS OR HEADS HAVING A LARGE CENTER OPENING FOR RECEIVING THE WASTE AND A DOMED RIM |  |  | 10 | 10 | 10 | 0.5787 | CF | EA |  |  |  | 6.5 | 540 16 | JP | 1 |  | 0 | STND | 30 | AF | IN | IN | IN | LN | WD | HT | P |  |  | O | O | O | O
GS-07F-238AA | JP-26630G | JUSTRITE | STEEL CEASE-FIRE WASTE DRUM, ALUMINU | JP-26630G | STEEL CEASE-FIRE WASTE DRUM ALUMINUM HEAD 30 GALLON | FOR DISPOSAL OF NON-OILY WASTEJUSTRITE 26630 30 GALLON WASTE RECEPTACLES ARE SPECIALLY CONTOURED TO DIRECT SMOKE AND GAS FROM ANY FIRE INSIDE THE CONTAINER, BACK INTO THE COMBUSTION AREA, CUTTING OFF THE AIR SUPPLY AND EXTINGUISHING FLAMES IN SECONDS | CEASE-FIRE RECEPTACLES PROVIDE ROUND-THE-CLOCK PROTECTION AGAINST TRASH FIRES. STEEL IS FINISHED IN A DURABLE POWDER COAT PAINT FINISH. DRUM BODIES ARE HEAVY GAUGE STEEL, WITH A RUST PREVENTATIVE INTERIOR COATING. BRUSHED ALUMINUM HEADS | CORROSION FREE, PROVIDING EASY CLEAN-UP AND LONG-LASTING GOOD LOOKS. FM & UL APPROVED. DRUMS SHOULD ONLY BE FILLED TO 75% CAPACITY FOR OPTIMAL SAFETY. JUSTRITE PART # 26630G |  | 10 | 10 | 10 | 0.5787 | CF | EA |  |  |  | 26.1 | 540 16 | JP | 1 |  | 0 | STND | 30 | AF | IN | IN | IN | LN | WD | HT | P |  |  | O | O | O | O
GS-07F-238AA | JP-26655G | JUSTRITE | STEEL CEASE-FIRE WASTE DRUM, ALUMINU | JP-26655G | STEEL CEASE-FIRE WASTE DRUM ALUMINUM HEAD 55 GALLON | FOR DISPOSAL OF NON-OILY WASTEJUSTRITE 26655 55 GALLON WASTE RECEPTACLES ARE SPECIALLY CONTOURED TO DIRECT SMOKE AND GAS FROM ANY FIRE INSIDE THE CONTAINER, BACK INTO THE COMBUSTION AREA, CUTTING OFF THE AIR SUPPLY AND EXTINGUISHING FLAMES IN SECONDS | CEASE-FIRE RECEPTACLES PROVIDE ROUND-THE-CLOCK PROTECTION AGAINST TRASH FIRES. STEEL IS FINISHED IN A DURABLE POWDER COAT PAINT FINISH. DRUM BODIES ARE HEAVY GAUGE STEEL, WITH A RUST PREVENTATIVE INTERIOR COATING. BRUSHED ALUMINUM HEADS | CORROSION FREE, PROVIDING EASY CLEAN-UP AND LONG-LASTING GOOD LOOKS. FM & UL APPROVED. DRUMS SHOULD ONLY BE FILLED TO 75% CAPACITY FOR OPTIMAL SAFETY. JUSTRITE PART # 26655G |  | 10 | 10 | 10 | 0.5787 | CF | EA |  |  |  | 39.8 | 540 16 | JP | 1 |  | 0 | STND | 30 | AF | IN | IN | IN | LN | WD | HT | P |  |  | O | O | O | O
GS-07F-238AA | JP-26730 | JUSTRITE | DRUM COVER, FUSIBLE LINK FOR 30 GALL | JP-26730 | DRUM COVER FUSIBLE LINK FOR 30 GALLON DRUM BODIES MEDIUM SELF CLOSING | DRUM COVERS PROVIDE AN INEXPENSIVE WAY TO CONVERT OPEN-TOP 30- AND 55 GALLONS TEEL DRUMS INTO FIRE-SAFE RECEPTACLES FOR COMBUSTIBLE TRASH. ONLY A SCREWDRIVER AND WRENCH ARE NEEDED TO ATTACH THE COVER TO A DRUM, AND IT CAN EASILY BE REMOVED WHEN THE D | COVERS ARE STEEL, WITH A HIGHLY CHEMICAL RESISTANT POWDER COAT PAINT FINISH. 30 GALLON COVER WILL FIT DRUMS NOMINALLY 18.375"DIAMETER. 55 GALLONS IZE WILL FIT DRUMS FROM 22.5" TO 22.75"DIAMETER. REPLACEABLE FUSIBLE-LINK | LINK INSIDE THE COVER MELTS AT 165 F TO AUTOMATICALLY SLAM THE COVER SHUT IF THERE IS A FIRE IN THE DRUM TO EXTINGUISH THE FLAME. FM APPROVED. JUSTRITE PART # 26730. |  | 10 | 10 | 10 | 0.5787 | CF | EA |  |  |  | 11 | 540 16 | JP | 1 |  | 0 | STND | 30 | AF | IN | IN | IN | LN | WD | HT | P |  |  | O | O | O | O
GS-07F-238AA | JP-26750 | JUSTRITE | DRUM COVER, FUSIBLE LINK FOR 55 GALL | JP-26750 | DRUM COVER FUSIBLE LINK FOR 55 GALLON DRUM BODIES LARGE SELF CLOSING | DRUM COVERS PROVIDE AN INEXPENSIVE WAY TO CONVERT OPEN-TOP 30- AND 55 GALLONS TEEL DRUMS INTO FIRE-SAFE RECEPTACLES FOR COMBUSTIBLE TRASH. ONLY A SCREWDRIVER AND WRENCH ARE NEEDED TO ATTACH THE COVER TO A DRUM, AND IT CAN EASILY BE REMOVED WHEN THE D | COVERS ARE STEEL, WITH A HIGHLY CHEMICAL RESISTANT POWDER COAT PAINT FINISH. 30 GALLON COVER WILL FIT DRUMS NOMINALLY 18.375"DIAMETER. 55 GALLONS IZE WILL FIT DRUMS FROM 22.5" TO 22.75"DIAMETER. REPLACEABLE FUSIBLE-LINK | LINK INSIDE THE COVER MELTS AT 165 F TO AUTOMATICALLY SLAM THE COVER SHUT IF THERE IS A FIRE IN THE DRUM TO EXTINGUISH THE FLAME. FM APPROVED. JUSTRITE PART # 26750. |  | 10 | 10 | 10 | 0.5787 | CF | EA |  |  |  | 13.5 | 540 16 | JP | 1 |  | 0 | STND | 30 | AF | IN | IN | IN | LN | WD | HT | P |  |  | O | O | O | O
GS-07F-238AA | JP-26752 | JUSTRITE | DRUM COVER, GASKET AND VENT LG F | JP-26752 | DRUM COVER GASKET AND VENT LARGE FOR 55 GALLON DRUM BODIES | DRUM COVERS PROVIDE AN INEXPENSIVE WAY TO CONVERT OPEN-TOP 30- AND 55 GALLONS TEEL DRUMS INTO FIRE-SAFE RECEPTACLES FOR COMBUSTIBLE TRASH. ONLY A SCREWDRIVER AND WRENCH ARE NEEDED TO ATTACH THE COVER TO A DRUM, AND IT CAN EASILY BE REMOVED WHEN THE D | COVERS ARE STEEL, WITH A HIGHLY CHEMICAL RESISTANT POWDER COAT PAINT FINISH. 30 GALLON COVER WILL FIT DRUMS NOMINALLY 18.375"DIAMETER. 55 GALLONS IZE WILL FIT DRUMS FROM 22.5" TO 22.75"DIAMETER. REPLACEABLE FUSIBLE-LINK | FOR SOLVENT SOAKED RAGS AND WIPES, THIS ITEM OFFERS A GASKETED, LATCHED LID TO SEAL THE DRUM PREVENTING VAPOR RELEASE. A VENT IS PROVIDED TO RELIEVE PRESSURE BUILD-UP UNDER ELEVATED TEMPERATURES, BETWEEN 3 AND 5 PSIG. FM APPROVED. |  | 10 | 10 | 10 | 0.5787 | CF | EA |  |  |  | 13.5 | 540 16 | JP | 1 |  | 0 | STND | 30 | AF | IN | IN | IN | LN | WD | HT | P |  |  | O | O | O | O
GS-07F-238AA | JP-26754 | JUSTRITE | VAPOR TRAP 55 GAL DRUM COVER BY JUSTR | JP-26754 | VAPOR TRAP 55 GALLON DRUM COVER BY JUSTRITE | JUSTRITE VAPOR TRAP DRUM LID MEETS EPA 40 REQUIREMENTS, AND IS APPROVED BY FM GLOBAL, COMPLIANT TO OSHA AND NFPA 30 STANDARDS. JUSTRITE VAPOR TRAP DRUM LID PROVIDES SAFE, SECURE AND PROPER DISPOSAL OF HAZARDOUS WASTE CONVERTS A 55-GALLON (200L) DRUM | MINIMIZE ACCESS TO CONTENTS, AND COMPLY WITH YOUR LOCAL FIRE MARSHAL CONTROL ODOR AND VAPORS, MINIMIZE CONTENT CONTACT AND COMPLY WITH YOUR LOCAL FIRE MARSHAL BY PROPERLY COLLECTING WASTE | FOR DISPOSING OF COSMETIC WASTE, LAB WASTE, ETC. ADDRESSING BOTH FLAMMABILITY AND HEALTH ISSUES, DEMONSTRATION COLOGNES, SKIN PRODUCTS, DAMAGED/BROKEN CONTAINERS, EXPIRED OR NON-REUSABLE PRODUCTS PRESENT CONCERNS IF NOT SAFELY DISCARDED |  | 10 | 10 | 10 | 0.5787 | CF | EA |  |  |  | 14.4 | 540 16 | JP | 1 |  | 0 | STND | 30 | AF | IN | IN | IN | LN | WD | HT | P |  |  | O | O | O | O
GS-07F-238AA | JP-26800 | JUSTRITE | CIGARETTE RECEPTACLE JUSTRITE SMOKER | JP-26800 | CIGARETTE RECEPTACLE JUSTRITE SMOKER CEASE-FIRE WASTE CAN CHOOSE COLOR | THE ORIGINAL SMOKERS CEASE-FIRE CIGARETTE RECEPTACLE'S INNOVATIVE SELF-EXTINGUISHING DESIGN SAFELY COLLECTS UNSIGHTLY CIGARETTE BUTTS AND REDUCES THE RISK OF FIRE. FLAME-RETARDANT, STURDY POLYETHYLENE, THIS LOW MAINTENANCE SMOKER'S FRIEND WON | WON'T RUST, DENT, OR CRACK. UNIQUE RAIN BONNET OPENING KEEPS RAIN OUT AND DISCOURAGES OTHER TRASH. SIMPLY LIFT OFF LID TO EMPTY BIG GALVANIZED STEEL PAIL INSIDE. TIE-DOWN NOTCHES OFFER SECURITY AND GREATER STABILITY UNDER SEVERE WEATHER CONDITIONS. | HIGH HUMIDITY ENVIRONMENTS, UNIQUE" DRIP-LIP" INTERNAL CONSTRUCTION PREVENTS TAR CONDENSATION FROM ESCAPING. FM APPROVED. |  | 10 | 10 | 10 | 0.5787 | CF | EA |  |  |  | 12.5 | 540 16 | JP | 1 |  | 0 | STND | 30 | AF | IN | IN | IN | LN | WD | HT | P |  |  | O | O | O | O
GS-07F-238AA | JP-26802 | JUSTRITE | REPLCMNT PAIL FOR ELITE SMOKER CEASE | JP-26802 | REPLCMNT PAIL FOR ELITE SMOKER CEASEFIRE CIGARETTE RECEPTACLE | SMOKERS CEASE-FIRE REPLACEMENT PAIL FOR ELITE SMOKERS CEASE-FIRE CONTAINERS. GALVANIZED STEEL. JUSTRITE PART # 26802 |  |  |  | 10 | 10 | 10 | 0.5787 | CF | EA |  |  |  | 4 | 540 16 | JP | 1 |  | 0 | STND | 30 | AF | IN | IN | IN | LN | WD | HT | P |  |  | O | O | O | O
GS-07F-238AA | JP-26806 | JUSTRITE | CIGARETTE RECEPTACLE JUSTRITE SMOKER | JP-26806 | CIGARETTE RECEPTACLE JUSTRITE SMOKER CEASE-FIRE WASTE CAN PERSONAL SIZE CHOOSE COLOR | THE JUSTRITE PERSONAL SIZE SMOKERS CEASE-FIRE CIGARETTE RECEPTACLE IS AN EASY, INEXPENSIVE WAY TO KEEP CIGARETTE LITTER NEATLY HIDDEN IN AN ATTRACTIVE, COMPACT CONTAINER. IT FEATURES AN OXYGEN RESTRICTING DESIGN TO SAFELY COLLECT CIGARETTE BUTTS | REDUCE THE RISK OF FIRE. SIMPLY DROP IN A LIT CIGARETTE AND LET THE SELF-EXTINGUISHING DESIGN DO THE REST. SIMPLE TWO-PIECE FLAME RETARDANT POLYETHYLENE CONSTRUCTION OPENS EASILY AND INCLUDES A 1 GALLON GALVANIZED BUCKET FOR QUICK CLEANING. | UNIQUE DESIGN INCLUDES AN INTERNAL DRIP LIP TO KEEP UGLY TAR CONDENSATION FROM ESCAPING. NON-RUSTING POLY CONSTRUCTION AND COVERED OPENING KEEP RAIN OUT FOR LONG-LASTING OUTDOOR USE. COMPACT 11"DX30"H AND ADA COMPLIANT. |  | 10 | 10 | 10 | 0.5787 | CF | EA |  |  |  | 6 | 540 16 | JP | 1 |  | 0 | STND | 30 | AF | IN | IN | IN | LN | WD | HT | P |  |  | O | O | O | O
GS-07F-238AA | JP-26810R | JUSTRITE | CIGARETTE CAN 2.5 GAL HEAVY DUTY STE | JP-26810R | CIGARETTE CAN 2.5 GALLON HEAVY DUTY STEEL CIGARETTE RECEPTACLE RED | JUSTRITE 26810R - ONLY 11.5" (292MM) IN DIAMETER, THESE SLIM STYLED 2.5 GALLONS TEEL CIGARETTE RECEPTACLES TAKE UP MINIMAL SPACE WHILE OFFERING A SAFE, CONVENIENT WAY TO KEEP CIGARETTE LITTER OUT OF VIEW. BASE AND NECK TUBE ARE DURABLE | SAFE GALVANIZED STEEL AND ARE FINISHED IN A TOUGH POWDER COAT PAINT FOR RUST RESISTANCE. POLYETHYLENE TOPPER KEEPS RAIN OUT AND IDENTIFIES THAT THE UNIT IS FOR CIGARETTES ONLY. | HEAVY DUTY CIGARETTE CANS ARE AVAILABLE IN TWO SIZES: JUSTRITE 26810R - 2.5 GALLON (9 LITER) CIGARETTE RECEPTACLE FOR LIGHT SMOKING TRAFFIC AREAS AND LARGER JUSTRITE 526811R - 5 GALLON (19 LITER) |  | 10 | 10 | 10 | 0.5787 | CF | EA |  |  |  | 9.6 | 540 16 | JP | 1 |  | 0 | STND | 30 | AF | IN | IN | IN | LN | WD | HT | P |  |  | O | O | O | O
GS-07F-238AA | JP-26811R | JUSTRITE | CIGARETTE CAN 5 GAL HEAVY DUTY STEEL | JP-26811R | CIGARETTE CAN 5 GALLON HEAVY DUTY STEEL CIGARETTE RECEPTACLES RED | JUSTRITE 26811R - ONLY 11.5" (292MM) IN DIAMETER, THESE SLIM STYLED 5 GALLON (19 LITER) STEEL CIGARETTE RECEPTACLES TAKE UP MINIMAL SPACE WHILE OFFERING A SAFE, CONVENIENT WAY TO KEEP CIGARETTE LITTER OUT OF VIEW. | SAFE GALVANIZED STEEL AND ARE FINISHED IN A TOUGH POWDER COAT PAINT FOR RUST RESISTANCE. POLYETHYLENE TOPPER KEEPS RAIN OUT AND IDENTIFIES THAT THE UNIT IS FOR CIGARETTES ONLY. | HEAVY DUTY CIGARETTE CANS ARE AVAILABLE IN TWO SIZES: JUSTRITE 26810R - 2.5 GALLON (9 LITER) CIGARETTE RECEPTACLE FOR LIGHT SMOKING TRAFFIC AREAS AND LARGER JUSTRITE 526811R - 5 GALLON (19 LITER) |  | 10 | 10 | 10 | 0.5787 | CF | EA |  |  |  | 10.5 | 540 16 | JP | 1 |  | 0 | STND | 30 | AF | IN | IN | IN | LN | WD | HT | P |  |  | O | O | O | O
GS-07F-238AA | JP-268501 | JUSTRITE | CIGARETTE RECEPTACLE JUSTRITE ELITE SMO | JP-268501 | CIGARETTE RECEPTACLE JUSTRITE ELITE SMOKER CEASE-FIRE WASTE CAN CHOOSE COLOR | THE NEW JUSTRITE SMOKERS CEASE-FIRE ELITE CIGARETTE RECEPTACLE HAS A 4 GAL CAPACITY AND IS AVAILABLE IN FOUR ARCHITECTURAL COLORS. THIS DESIGN FEATURES SIMILAR DIMENSIONS (38"H X12"D) AS THE ORIGINAL SMOKERS CEASE-FIRE CIGARETTE RECEPTACLE | 34% REDUCED SHIPPING COST DUE TO ITS COMPACT SIZE WHEN DISASSEMBLED. FM APPROVED AND ADA APPROVED. JUSTRITE PART # 268501KEEP CIGARETTE BUTTS SAFELY HIDDEN FROM VIEW WITH THE ELITE SMOKERS CEASE-FIRE. FIRE TESTED AND FM APPROVED | NO-RUST POLYETHYLENE RECEPTACLE FEATURES AN OXYGEN-RESTRICTING, SELF EXTINGUISHING DESIGN TO SAFELY COLLECT BURNING BUTTS. COMES IN BLACK, GREEN, GRAY AND TAN. TO DISCOURAGE UNAUTHORIZED ACCESS, INTEGRATED 3/8" (9.5MM) PADLOCK TABS |  | 10 | 10 | 10 | 0.5787 | CF | EA |  |  |  | 10.4 | 540 16 | JP | 1 |  | 0 | STND | 30 | AF | IN | IN | IN | LN | WD | HT | P |  |  | O | O | O | O
GS-07F-238AA | JP-268505 | JUSTRITE | ANCHORING CABLE KIT FOR JUSTRITE ELITE S | JP-268505 | ANCHORING CABLE KIT FOR JUSTRITE ELITE SMOKER CEASE-FIRE CIGARETTE CAN | OPTIONAL ANCHORING CABLE FOR JUSTRITE SMOKERS CEASE-FIRE CIGARETTE CAN REDUCES TAMPERING AND DISCOURAGES THEFT. SIMPLY ATTACH TO THE CEASEFIRE BODY LOOP AND SECURE TO A PERMANENT FIXTURE SUCH AS A POST. JUSTRITE PART # 268505. |  |  |  | 10 | 10 | 10 | 0.5787 | CF | EA |  |  |  | 1 | 540 16 | JP | 1 |  | 0 | STND | 30 | AF | IN | IN | IN | LN | WD | HT | P |  |  | O | O | O | O
GS-07F-238AA | JP-268506 | JUSTRITE | PADLOCK FOR JUSTRITE ELITE SMOKER CEASE- | JP-268506 | PADLOCK FOR JUSTRITE ELITE SMOKER CEASE-FIRE CIGARETTE CAN | OPTIONAL PADLOCK FOR JUSTRITE SMOKERS CEASE-FIRE CIGARETTE CAN REDUCES TAMPERING. SHACKLE SIZE: 1 1/8"X3/16" (28X5MM). JUSTRITE PART # 268506. |  |  |  | 10 | 10 | 10 | 0.5787 | CF | EA |  |  |  | 1 | 540 16 | JP | 1 |  | 0 | STND | 30 | AF | IN | IN | IN | LN | WD | HT | P |  |  | O | O | O | O
GS-07F-238AA | JP-27003 | JUSTRITE | PARTS BASKET FOR JUSTRITE RINSE TANKS S | JP-27003 | PARTS BASKET FOR JUSTRITE RINSE TANKS FITS 27110 AND 27311 | PARTS BASKET FITS JUSTRITE RINSE TANKS 27110 AND 27311. CONSTRUCTED OF 26-GAUGE PREMIUM COATED STEEL, SPEEDS PARTS WASHING BY CARRYING NUMEROUS SMALLER PARTS TO BE WASHED IN A SINGLE ACTION. JUSTRITE PART # 27003. |  |  |  | 10 | 10 | 10 | 0.5787 | CF | EA |  |  |  | 4 | 540 16 | JP | 1 |  | 0 | STND | 30 | AF | IN | IN | IN | LN | WD | HT | P |  |  | O | O | O | O
GS-07F-238AA | JP-27004 | JUSTRITE | SEDIMENT SCREEN FOR JUSTRITE RINSE TANKS | JP-27004 | SEDIMENT SCREEN FOR JUSTRITE RINSE TANKS SIZE A | 26-GAUGE PREMIUM COATED STEEL, REST AT THE BOTTOM OF THE TANK TO CATCH GRIME AS IT SETTLES AND ALLOWS FOR EASY CLEANING DURING SOLVENT CHANGE. JUSTRITE PART # 27004. |  |  |  | 10 | 10 | 10 | 0.5787 | CF | EA |  |  |  | 2 | 540 16 | JP | 1 |  | 0 | STND | 30 | AF | IN | IN | IN | LN | WD | HT | P |  |  | O | O | O | O
GS-07F-238AA | JP-27005 | JUSTRITE | PARTS BASKET FOR JUSTRITE RINSE TANK JP- | JP-27005 | PARTS BASKET FOR JUSTRITE RINSE TANK JP-27220 SIZE B | CONSTRUCTED OF 26-GAUGE PREMIUM COATED STEEL, SPEEDS PARTS WASHING BY CARRYING NUMEROUS SMALLER PARTS TO BE WASHED IN A SINGLE ACTION. JUSTRITE PART # 27005. |  |  |  | 10 | 10 | 10 | 0.5787 | CF | EA |  |  |  | 5 | 540 16 | JP | 1 |  | 0 | STND | 30 | AF | IN | IN | IN | LN | WD | HT | P |  |  | O | O | O | O
GS-07F-238AA | JP-27006 | JUSTRITE | SEDIMENT SCREEN FOR JUSTRITE RINSE TANK | JP-27006 | SEDIMENT SCREEN FOR JUSTRITE RINSE TANK JP-27220 SIZE B | 26-GAUGE PREMIUM COATED STEEL, REST AT THE BOTTOM OF THE TANK TO CATCH GRIME AS IT SETTLES AND ALLOWS FOR EASY CLEANING DURING SOLVENT CHANGE. JUSTRITE PART # 27006. |  |  |  | 10 | 10 | 10 | 0.5787 | CF | EA |  |  |  | 3 | 540 16 | JP | 1 |  | 0 | STND | 30 | AF | IN | IN | IN | LN | WD | HT | P |  |  | O | O | O | O
GS-07F-238AA | JP-27110 | JUSTRITE | 11 GAL STEEL RINSE TANK BY JUSTRITE | JP-27110 | 11 GALLONS TEEL RINSE TANK BY JUSTRITE FLOOR STANDING | 11 GALLON RINSE TANK. DIMENSIONS (LXWXD): 24"X16"X8.75"WITH AN OVERALL HEIGHT OF 32.75". RINSE TANKS ARE GENEROUSLY SIZED SO LARGER PARTS (UP TO 16"X35") CAN BE TOTALLY IMMERSED. HEAVY-DUTY, 18-GAUGE COATED STEEL CONSTRUCTION | TOUGH POWDER COAT PAINT FINISH FOR SUPERIOR DURABILITY AND CHEMICAL RESISTANCE. FLOOR STANDING RINSE TANKS ARE SUPPORTED ON A STURDY STAND TO A HEIGHT OF 33' FOR CONVENIENT ACCESS WHETHER STANDING OR SEATED. THE SELF-CLOSE COVER | FOOT OPERATED SO IT CAN BE OPENED BY A WORKER WITH BOTH HANDS FULL. AN ADJUSTABLE-RATE PNEUMATIC CYLINDER PREVENTS THE COVER FROM SLAMMING SHUT INSTANTLY (AND CATCHING A HAND) WHEN THE TREADLE IS RELEASED. A. 75" DRAIN PLUG |  | 10 | 10 | 10 | 0.5787 | CF | EA |  |  |  | 60 | 540 16 | JP | 1 |  | 0 | STND | 30 | AF | IN | IN | IN | LN | WD | HT | P |  |  | O | O | O | O
GS-07F-238AA | JP-27140 | JUSTRITE | 8 GAL STEEL RINSE TANK BY JUSTRITE | JP-27140 | 8 GALLONS TEEL RINSE TANK BY JUSTRITE DOUBLE TANK FLOOR STANDING | JUSTRITE 2X4 GAL (8 GAL TOTAL) STEEL RINSE TANK, 24"X16"X8.75"WITH AN OVERALL HEIGHT OF 32.75". FM APPROVED. RINSE TANKS ARE GENEROUSLY SIZED SO LARGER PARTS (UP TO 16"X35") CAN BE TOTALLY IMMERSED. HEAVY-DUTY, 18-GAUGE COATED STEEL | FINISHED IN A TOUGH POWDER COAT PAINT FINISH FOR SUPERIOR DURABILITY AND CHEMICAL RESISTANCE. TWIN CHAMBER RINSE TANKS ALLOW WORKERS TO REMOVE HEAVY GRIME ON ONE SIDE AND DO THE FINAL RINSE IN CLEAN SOLVENT ON THE OTHER SIDE. | FEATURES ARE SAME AS SINGLE CHAMBER FLOOR STANDING RINSE TANK. EACH CHAMBER HAS ITS OWN. 75" DRAIN PLUG. TANKS ARE EVENLY DIVIDED INTO LEFT AND RIGHT SECTIONS. JUSTRITE PART # 27140. |  | 10 | 10 | 10 | 0.5787 | CF | EA |  |  |  | 62 | 540 16 | JP | 1 |  | 0 | STND | 30 | AF | IN | IN | IN | LN | WD | HT | P |  |  | O | O | O | O
GS-07F-238AA | JP-27220 | JUSTRITE | 22 GAL STEEL RINSE TANK BY JUSTRITE | JP-27220 | 22 GALLONS TEEL RINSE TANK BY JUSTRITE FLOOR STANDING | 22 GALLON RINSE TANK. DIMENSIONS (LXWXD): 35.25"X16"X12"WITH AN OVERALL HEIGHT OF 32.75". RINSE TANKS ARE GENEROUSLY SIZED SO LARGER PARTS (UP TO 16"X35") CAN BE TOTALLY IMMERSED. HEAVY-DUTY, 18-GAUGE COATED STEEL CONSTRUCTION | TOUGH POWDER COAT PAINT FINISH FOR SUPERIOR DURABILITY AND CHEMICAL RESISTANCE. FLOOR STANDING RINSE TANKS ARE SUPPORTED ON A STURDY STAND TO A HEIGHT OF 33' FOR CONVENIENT ACCESS WHETHER STANDING OR SEATED. SELF-CLOSE | CAN BE OPENED BY A WORKER WITH BOTH HANDS FULL. AN ADJUSTABLE-RATE PNEUMATIC CYLINDER PREVENTS THE COVER FROM SLAMMING SHUT INSTANTLY (AND CATCHING A HAND) WHEN THE TREADLE IS RELEASED. A. 75" DRAIN PLUG |  | 10 | 10 | 10 | 0.5787 | CF | EA |  |  |  | 78 | 540 16 | JP | 1 |  | 0 | STND | 30 | AF | IN | IN | IN | LN | WD | HT | P |  |  | O | O | O | O
GS-07F-238AA | JP-27260 | JUSTRITE | 18 GAL STEEL RINSE TANK BY JUSTRITE | JP-27260 | 18 GALLONS TEEL RINSE TANK BY JUSTRITE DOUBLE TANK FLOOR STANDING | JUSTRITE 2X9 GAL (18 GAL TOTAL) STEEL RINSE TANK, 35.25"X16"X12 WITH AN OVERALL HEIGHT OF 32.75". FM APPROVED. RINSE TANKS ARE GENEROUSLY SIZED SO LARGER PARTS (UP TO 16"X35") CAN BE TOTALLY IMMERSED. HEAVY-DUTY, 18-GAUGE COATED STEEL | FINISHED IN A TOUGH POWDER COAT PAINT FINISH FOR SUPERIOR DURABILITY AND CHEMICAL RESISTANCE. TWIN CHAMBER RINSE TANKS ALLOW WORKERS TO REMOVE HEAVY GRIME ON ONE SIDE AND DO THE FINAL RINSE IN CLEAN SOLVENT ON THE OTHER SIDE. | FEATURES ARE SAME AS SINGLE CHAMBER FLOOR STANDING RINSE TANK. EACH CHAMBER HAS ITS OWN.75" DRAIN PLUG. TANKS ARE EVENLY DIVIDED INTO LEFT AND RIGHT SECTIONS. JUSTRITE PART # 27260. |  | 10 | 10 | 10 | 0.5787 | CF | EA |  |  |  | 80 | 540 16 | JP | 1 |  | 0 | STND | 30 | AF | IN | IN | IN | LN | WD | HT | P |  |  | O | O | O | O
GS-07F-238AA | JP-27311 | JUSTRITE | 11 GAL STEEL DIP TANK BY JUSTRITE BE | JP-27311 | 11 GALLONS TEEL RINSE TANK BY JUSTRITE BENCH TOP | 11 GAL RINSE TANK. DIMENSIONS (LXWXD): 24"X16"X8.75"WITH AN OVERALL HEIGHT OF 8.75". RINSE TANKS ARE GENEROUSLY SIZED SO LARGER PARTS (UP TO 16"X35") CAN BE TOTALLY IMMERSED. HEAVY-DUTY, 18-GAUGE COATED STEEL | A TOUGH POWDER COAT PAINT FINISH FOR SUPERIOR DURABILITY AND CHEMICAL RESISTANCE. BENCH TOP RINSE TANKS SIT CONVENIENTLY ON WORK BENCH OR COUNTER FOR EASY ACCESS. LIFT-AND-LATCH STYLE COVER HAS A FUSIBLE LINK THAT MELTS AT 165 F AND CLOSES THE COVER | A.75" DRAIN PLUG ALLOWS FOR EASY SOLVENT REPLACEMENT. FM APPROVED. JUSTRITE PART # 27311. |  | 10 | 10 | 10 | 0.5787 | CF | EA |  |  |  | 29.3 | 540 16 | JP | 1 |  | 0 | STND | 30 | AF | IN | IN | IN | LN | WD | HT | P |  |  | O | O | O | O
GS-07F-238AA | JP-27322 | JUSTRITE | 22 GAL STEEL DIP TANK BY JUSTRITE BE | JP-27322 | 22 GALLONS TEEL RINSE TANK BY JUSTRITE BENCH TOP | 22 GALLON RINSE TANK. DIMENSIONS (LXWXD): 35.25"X16"X12"WITH AN OVERALL HEIGHT OF 12". RINSE TANKS ARE GENEROUSLY SIZED SO LARGER PARTS (UP TO 16"X35") CAN BE TOTALLY IMMERSED. HEAVY-DUTY, 18-GAUGE COATED STEEL CONSTRUCTION | A TOUGH POWDER COAT PAINT FINISH FOR SUPERIOR DURABILITY AND CHEMICAL RESISTANCE. BENCH TOP RINSE TANKS SIT CONVENIENTLY ON WORK BENCH OR COUNTER FOR EASY ACCESS. LIFT-AND-LATCH STYLE COVER HAS A FUSIBLE LINK THAT MELTS AT 165 F AND CLOSES THE COVER | A.75" DRAIN PLUG ALLOWS FOR EASY SOLVENT REPLACEMENT. FM APPROVED. JUSTRITE PART # 27322. |  | 10 | 10 | 10 | 0.5787 | CF | EA |  |  |  | 48.6 | 540 16 | JP | 1 |  | 0 | STND | 30 | AF | IN | IN | IN | LN | WD | HT | P |  |  | O | O | O | O
GS-07F-238AA | JP-27601 | JUSTRITE | 1 GAL STEEL DIP TANK BY JUSTRITE | JP-27601 | 1 GALLONS TEEL DIP TANK BY JUSTRITE | DIP TANKS ARE USEFUL FOR CLEANING PARTS AND SUBASSEMBLIES WHERE THE VOLUME OF WORK DOES NOT WARRANT USE OF A LARGER RINSE TANK. THEY ARE EASILY MOVED TO ACCOMMODATE CHANGING PRODUCTION REQUIREMENTS. DIP TANKS HAVE MANUALLY OPERATED COVERS | COVERS ARE EQUIPPED WITH A SELF-CLOSING MECHANISM AND FUSIBLE LINK WHICH MELTS AT 165 F TO SNAP THE COVER SHUT IN CASE OF FIRE. CONSTRUCTED OF 24-GAUGE COATED STEEL, CANS ARE FINISHED IN A DURABLE POWDER COAT PAINT FINISH | FOR LONG USE. FM & UL APPROVED. JUSTRITE PART # 27601. |  | 10 | 10 | 10 | 0.5787 | CF | EA |  |  |  | 4.5 | 540 16 | JP | 1 |  | 0 | STND | 30 | AF | IN | IN | IN | LN | WD | HT | P |  |  | O | O | O | O
GS-07F-238AA | JP-27602 | JUSTRITE | 2 GAL STEEL DIP TANK BY JUSTRITE | JP-27602 | 2 GALLONS TEEL DIP TANK BY JUSTRITE | DIP TANKS ARE USEFUL FOR CLEANING PARTS AND SUBASSEMBLIES WHERE THE VOLUME OF WORK DOES NOT WARRANT USE OF A LARGER RINSE TANK. THEY ARE EASILY MOVED TO ACCOMMODATE CHANGING PRODUCTION REQUIREMENTS. DIP TANKS HAVE MANUALLY OPERATED COVERS | COVERS ARE EQUIPPED WITH A SELF-CLOSING MECHANISM AND FUSIBLE LINK WHICH MELTS AT 165 F TO SNAP THE COVER SHUT IN CASE OF FIRE. CONSTRUCTED OF 24-GAUGE COATED STEEL, CANS ARE FINISHED IN A DURABLE POWDER COAT PAINT FINISH | FOR LONG USE. FM & UL APPROVED. JUSTRITE PART # 27602. |  | 10 | 10 | 10 | 0.5787 | CF | EA |  |  |  | 5.5 | 540 16 | JP | 1 |  | 0 | STND | 30 | AF | IN | IN | IN | LN | WD | HT | P |  |  | O | O | O | O
GS-07F-238AA | JP-27603 | JUSTRITE | 3.5 GAL STEEL DIP TANK BY JUSTRITE | JP-27603 | 3.5 GALLONS TEEL DIP TANK BY JUSTRITE | DIP TANKS ARE USEFUL FOR CLEANING PARTS AND SUBASSEMBLIES WHERE THE VOLUME OF WORK DOES NOT WARRANT USE OF A LARGER RINSE TANK. THEY ARE EASILY MOVED TO ACCOMMODATE CHANGING PRODUCTION REQUIREMENTS. DIP TANKS HAVE MANUALLY OPERATED COVERS | COVERS ARE EQUIPPED WITH A SELF-CLOSING MECHANISM AND FUSIBLE LINK WHICH MELTS AT 165 F TO SNAP THE COVER SHUT IN CASE OF FIRE. CONSTRUCTED OF 24-GAUGE COATED STEEL, CANS ARE FINISHED IN A DURABLE POWDER COAT PAINT FINISH | FOR LONG USE. FM & UL APPROVED. JUSTRITE PART # 27603. |  | 10 | 10 | 10 | 0.5787 | CF | EA |  |  |  | 8 | 540 16 | JP | 1 |  | 0 | STND | 30 | AF | IN | IN | IN | LN | WD | HT | P |  |  | O | O | O | O
GS-07F-238AA | JP-27605 | JUSTRITE | 5 GAL STEEL DIP TANK BY JUSTRITE | JP-27605 | 5 GALLONS TEEL DIP TANK BY JUSTRITE | DIP TANKS ARE USEFUL FOR CLEANING PARTS AND SUBASSEMBLIES WHERE THE VOLUME OF WORK DOES NOT WARRANT USE OF A LARGER RINSE TANK. THEY ARE EASILY MOVED TO ACCOMMODATE CHANGING PRODUCTION REQUIREMENTS. DIP TANKS HAVE MANUALLY OPERATED COVERS | COVERS ARE EQUIPPED WITH A SELF-CLOSING MECHANISM AND FUSIBLE LINK WHICH MELTS AT 165 F TO SNAP THE COVER SHUT IN CASE OF FIRE. CONSTRUCTED OF 24-GAUGE COATED STEEL, CANS ARE FINISHED IN A DURABLE POWDER COAT PAINT FINISH | FOR LONG USE. FM & UL APPROVED. JUSTRITE PART # 27605. |  | 10 | 10 | 10 | 0.5787 | CF | EA |  |  |  | 10 | 540 16 | JP | 1 |  | 0 | STND | 30 | AF | IN | IN | IN | LN | WD | HT | P |  |  | O | O | O | O
GS-07F-238AA | JP-27608 | JUSTRITE | 8 GAL STEEL DIP TANK BY JUSTRITE | JP-27608 | 8 GALLONS TEEL DIP TANK BY JUSTRITE | DIP TANKS ARE USEFUL FOR CLEANING PARTS AND SUBASSEMBLIES WHERE THE VOLUME OF WORK DOES NOT WARRANT USE OF A LARGER RINSE TANK. THEY ARE EASILY MOVED TO ACCOMMODATE CHANGING PRODUCTION REQUIREMENTS. DIP TANKS HAVE MANUALLY OPERATED COVERS | COVERS ARE EQUIPPED WITH A SELF-CLOSING MECHANISM AND FUSIBLE LINK WHICH MELTS AT 165 F TO SNAP THE COVER SHUT IN CASE OF FIRE. CONSTRUCTED OF 24-GAUGE COATED STEEL, CANS ARE FINISHED IN A DURABLE POWDER COAT PAINT FINISH | FOR LONG USE. FM & UL APPROVED. JUSTRITE PART # 27608. |  | 10 | 10 | 10 | 0.5787 | CF | EA |  |  |  | 12.5 | 540 16 | JP | 1 |  | 0 | STND | 30 | AF | IN | IN | IN | LN | WD | HT | P |  |  | O | O | O | O
GS-07F-238AA | JP-27615 | JUSTRITE | 5 GAL STEEL DIP TANK BY JUSTRITE WITH | JP-27615 | 5 GALLONS TEEL DIP TANK BY JUSTRITE, POLY LINER | DIP TANKS ARE USEFUL FOR CLEANING PARTS AND SUBASSEMBLIES WHERE THE VOLUME OF WORK DOES NOT WARRANT USE OF A LARGER RINSE TANK. THEY ARE EASILY MOVED TO ACCOMMODATE CHANGING PRODUCTION REQUIREMENTS. DIP TANKS HAVE MANUALLY OPERATED COVERS | COVERS ARE EQUIPPED WITH A SELF-CLOSING MECHANISM AND FUSIBLE LINK WHICH MELTS AT 165 F TO SNAP THE COVER SHUT IN CASE OF FIRE. CONSTRUCTED OF 24-GAUGE COATED STEEL, CANS ARE FINISHED IN A DURABLE POWDER COAT PAINT FINISH | FOR LONG USE. POLYETHYLENE LINER OFFER OUTSTANDING CHEMICAL RESISTANCE TO PERMIT USE WITH THE HARSH, CORROSIVE CHEMICALS SOMETIMES USED IN LABS AND INDUSTRIAL ENVIRONMENTS. LINERS ARE EASY TO CLEAN OR REPLACE WHEN NECESSARY. FM APPROVED. |  | 10 | 10 | 10 | 0.5787 | CF | EA |  |  |  | 11.5 | 540 16 | JP | 1 |  | 0 | STND | 30 | AF | IN | IN | IN | LN | WD | HT | P |  |  | O | O | O | O
GS-07F-238AA | JP-27705 | JUSTRITE | PORTABLE STEEL MIXING TANK BY JUSTRITE | JP-27705 | PORTABLE STEEL MIXING TANK BY JUSTRITE | THE PORTABLE MIXING TANK MINIMIZES THE RISK OF SPILLS OR FIRE WHEN MIXING HAZARDOUS, FLAMMABLE LIQUIDS. LID IS FULLY REMOVABLE AND CLAMPS SECURELY SHUT. GASKET SEALS TIGHTLY TO PREVENT FLAMMABLE VAPORS FROM ESCAPING. LID CAN BE PADLOCKED | SELF-CLOSING SPOUT ON THE LID AUTOMATICALLY VENTILATES THE INTERIOR, AND AN INTERNAL FLAME ARRESTOR PROTECTS THE CONTENTS FROM IGNITION SOURCES. SAFETY BONDING TAB CAN BE USED TO REDUCE STATIC ELECTRICITY BUILD-UP. SWINGING BAIL HANDLE | EASY TO CARRY. RUGGED 24-GAUGE COATED STEEL CONSTRUCTION IS FINISHED WITH A POWDER PAINT FOR MAXIMUM DURABILITY AND CHEMICAL RESISTANCE. MEETS EPA 40 CFR 63.803(G) WORK PRACTICE STANDARD STORAGE REQUIREMENTS. ALSO MEETS EPA REQUIREMENTS |  | 10 | 10 | 10 | 0.5787 | CF | EA |  |  |  | 8.7 | 540 16 | JP | 1 |  | 0 | STND | 30 | AF | IN | IN | IN | LN | WD | HT | P |  |  | O | O | O | O
GS-07F-238AA | JP-27711 | JUSTRITE | 1 GAL STEEL WASH TANK, BASKET RO | JP-27711 | 1 GALLONS TEEL WASH TANK, BASKET ROUND STYLE | WASH TANKS ARE DESIGNED TO SIMPLIFY SMALL PARTS CLEANING. THE COVER OPENS WIDE FOR ACCESS, AND THE INTEGRAL PARTS BASKET FACILITATES WASHING QUANTITIES OF SMALL PARTS QUICKLY. BOTH THE CAN AND BASKET ARE STURDY 24-GAUGE COATED STEEL. | BASKET IS POSITIONED AT THE TOP OF THE TANK TO ALLOW SOLVENT TO DRAIN. COVER IS EQUIPPED WITH A SELF-CLOSING MECHANISM AND FUSIBLE LINK WHICH MELTS AT 165 F AND SNAPS THE COVER SHUT IN CASE OF FIRE. FM & UL APPROVED. JUSTRITE PART # 27711 |  |  | 10 | 10 | 10 | 0.5787 | CF | EA |  |  |  | 6.9 | 540 16 | JP | 1 |  | 0 | STND | 30 | AF | IN | IN | IN | LN | WD | HT | P |  |  | O | O | O | O
GS-07F-238AA | JP-27712 | JUSTRITE | 2 GAL STEEL WASH TANK, BASKET RO | JP-27712 | 2 GALLONS TEEL WASH TANK, BASKET ROUND STYLE | WASH TANKS ARE DESIGNED TO SIMPLIFY SMALL PARTS CLEANING. THE COVER OPENS WIDE FOR ACCESS, AND THE INTEGRAL PARTS BASKET FACILITATES WASHING QUANTITIES OF SMALL PARTS QUICKLY. BOTH THE CAN AND BASKET ARE STURDY 24-GAUGE COATED STEEL | BASKET IS POSITIONED AT THE TOP OF THE TANK TO ALLOW SOLVENT TO DRAIN. COVER IS EQUIPPED WITH A SELF-CLOSING MECHANISM AND FUSIBLE LINK WHICH MELTS AT 165 F AND SNAPS THE COVER SHUT IN CASE OF FIRE. FM & UL APPROVED. JUSTRITE PART # 27712 |  |  | 10 | 10 | 10 | 0.5787 | CF | EA |  |  |  | 9.6 | 540 16 | JP | 1 |  | 0 | STND | 30 | AF | IN | IN | IN | LN | WD | HT | P |  |  | O | O | O | O
GS-07F-238AA | JP-27713 | JUSTRITE | 3.5 GAL STEEL WASH TANK, BASKET | JP-27713 | 3.5 GALLONS TEEL WASH TANK, BASKET ROUND STYLE | WASH TANKS ARE DESIGNED TO SIMPLIFY SMALL PARTS CLEANING. THE COVER OPENS WIDE FOR ACCESS, AND THE INTEGRAL PARTS BASKET FACILITATES WASHING QUANTITIES OF SMALL PARTS QUICKLY. BOTH THE CAN AND BASKET ARE STURDY 24-GAUGE COATED STEEL | BASKET IS POSITIONED AT THE TOP OF THE TANK TO ALLOW SOLVENT TO DRAIN. COVER IS EQUIPPED WITH A SELF-CLOSING MECHANISM AND FUSIBLE LINK WHICH MELTS AT 165 F AND SNAPS THE COVER SHUT IN CASE OF FIRE. FM & UL APPROVED. JUSTRITE PART # 27713 |  |  | 10 | 10 | 10 | 0.5787 | CF | EA |  |  |  | 12.4 | 540 16 | JP | 1 |  | 0 | STND | 30 | AF | IN | IN | IN | LN | WD | HT | P |  |  | O | O | O | O
GS-07F-238AA | JP-27716 | JUSTRITE | 6 GAL STEEL WASH TANK, BASKET RO | JP-27716 | 6 GALLONS TEEL WASH TANK, BASKET ROUND STYLE | WASH TANKS ARE DESIGNED TO SIMPLIFY SMALL PARTS CLEANING. THE COVER OPENS WIDE FOR ACCESS, AND THE INTEGRAL PARTS BASKET FACILITATES WASHING QUANTITIES OF SMALL PARTS QUICKLY. BOTH THE CAN AND BASKET ARE STURDY 24-GAUGE COATED STEEL | BASKET IS POSITIONED AT THE TOP OF THE TANK TO ALLOW SOLVENT TO DRAIN. COVER IS EQUIPPED WITH A SELF-CLOSING MECHANISM AND FUSIBLE LINK WHICH MELTS AT 165 F AND SNAPS THE COVER SHUT IN CASE OF FIRE. FM & UL APPROVED. JUSTRITE PART # 27716 |  |  | 10 | 10 | 10 | 0.5787 | CF | EA |  |  |  | 15.3 | 540 16 | JP | 1 |  | 0 | STND | 30 | AF | IN | IN | IN | LN | WD | HT | P |  |  | O | O | O | O
GS-07F-238AA | JP-27723 | JUSTRITE | 3.5 GAL STEEL WASH TANK, POLY LINED | JP-27723 | 3.5 GALLONS TEEL WASH TANK, POLY LINER AND BASKET | WASH TANKS ARE DESIGNED TO SIMPLIFY SMALL PARTS CLEANING. THE COVER OPENS WIDE FOR ACCESS, AND THE INTEGRAL PARTS BASKET FACILITATES WASHING QUANTITIES OF SMALL PARTS QUICKLY. BOTH THE CAN AND BASKET ARE STURDY 24-GAUGE COATED STEEL | BASKET IS POSITIONED AT THE TOP OF THE TANK TO ALLOW SOLVENT TO DRAIN. COVER IS EQUIPPED WITH A SELF-CLOSING MECHANISM AND FUSIBLE LINK WHICH MELTS AT 165 F AND SNAPS THE COVER SHUT IN CASE OF FIRE. POLYETHYLENE LINER. | USE WITH THE HARSH, CORROSIVE CHEMICALS SOMETIMES USED IN LABS AND INDUSTRIAL ENVIRONMENTS. LINERS ARE EASY TO CLEAN OR REPLACE WHEN NECESSARY. FM APPROVED. JUSTRITE PART # 27723. |  | 10 | 10 | 10 | 0.5787 | CF | EA |  |  |  | 12.5 | 540 16 | JP | 1 |  | 0 | STND | 30 | AF | IN | IN | IN | LN | WD | HT | P |  |  | O | O | O | O
GS-07F-238AA | JP-27901 | JUSTRITE | JUSTRITE DRAIN BASKET FOR STEEL WASH TAN | JP-27901 | JUSTRITE DRAIN BASKET FOR STEEL WASH TANK EXTRA SMALL FOR JP-27711 | JUSTRITE DRAIN BASKET FOR STEEL WASH TANK, EXTRA SMALL FOR JP-27711. JUSTRITE PART # 27901. |  |  |  | 10 | 10 | 10 | 0.5787 | CF | EA |  |  |  | 1.5 | 540 16 | JP | 1 |  | 0 | STND | 30 | AF | IN | IN | IN | LN | WD | HT | P |  |  | O | O | O | O
GS-07F-238AA | JP-27902 | JUSTRITE | JUSTRITE DRAIN BASKET FOR STEEL WASH TAN | JP-27902 | JUSTRITE DRAIN BASKET FOR STEEL WASH TANK SMALL FOR JP-27712 | JUSTRITE DRAIN BASKET FOR STEEL WASH TANK, SMALL FOR JP-27712. JUSTRITE PART # 27902. |  |  |  | 10 | 10 | 10 | 0.5787 | CF | EA |  |  |  | 2.2 | 540 16 | JP | 1 |  | 0 | STND | 30 | AF | IN | IN | IN | LN | WD | HT | P |  |  | O | O | O | O
GS-07F-238AA | JP-27903 | JUSTRITE | JUSTRITE DRAIN BASKET FOR STEEL WASH TAN | JP-27903 | JUSTRITE DRAIN BASKET FOR STEEL WASH TANK MEDIUM FOR JP-27713 | JUSTRITE DRAIN BASKET FOR STEEL WASH TANK, MEDIUM FOR JP-27713. JUSTRITE PART # 27903. |  |  |  | 10 | 10 | 10 | 0.5787 | CF | EA |  |  |  | 3.3 | 540 16 | JP | 1 |  | 0 | STND | 30 | AF | IN | IN | IN | LN | WD | HT | P |  |  | O | O | O | O
GS-07F-238AA | JP-27906 | JUSTRITE | JUSTRITE DRAIN BASKET FOR STEEL WASH TAN | JP-27906 | JUSTRITE DRAIN BASKET FOR STEEL WASH TANK LARGE FOR JP-27716 | JUSTRITE DRAIN BASKET FOR STEEL WASH TANK, LARGE FOR JP-27716. JUSTRITE PART # 27906. |  |  |  | 10 | 10 | 10 | 0.5787 | CF | EA |  |  |  | 5 | 540 16 | JP | 1 |  | 0 | STND | 30 | AF | IN | IN | IN | LN | WD | HT | P |  |  | O | O | O | O
GS-07F-238AA | JP-28150 | JUSTRITE | REMOTE WALL BRACKET FOR CARBON FILTER W/ | JP-28150 | REMOTE WALL BRACKET FOR CARBON FILTER W/ PP CONNECTOR 5"X4" | THE REMOTE WALL BRACKET KIT IS IDEAL FOR APPLICATIONS USING THE COALESCING CARBON FILTER. UNDER TYPICAL CONDITIONS THESE HPLC FILTERS CAN BE ATTACHED DIRECTLY TO THE VAPOR RELEASE FITTING ON AN HPLC DISPOSAL CAN. | IT MAY BE NECESSARY TO LOCATE THE FILTER IN A REMOTE LOCATION NEAR THE DISPOSAL CAN, SUCH AS A WALL. THIS HANDY WALL KIT CONSISTS OF A FEMALE QUICK DISCONNECT FITTING, 5" TALL NO 304 STAINLESS STEEL HOLDER AND 2 SELF-TAPPING MOUNTING SCREWS. | ONNECT FITTING IS VALVED TO PROVIDE A SAFE, FULLY CLOSED SYSTEM WHICH PREVENTS VAPOR RELEASE WHEN REPLACING FILTERS. FITTINGS ACCOMMODATE 3/8" OD TUBING, NO INCLUDED. JUSTRITE PART # 28150. |  | 10 | 10 | 10 | 0.5787 | CF | EA |  |  |  | 0.9 | 540 16 | JP | 1 |  | 0 | STND | 30 | AF | IN | IN | IN | LN | WD | HT | P |  |  | O | O | O | O
GS-07F-238AA | JP-28151 | JUSTRITE | REMOTE WALL BRACKET FOR CARBON FILTER W/ | JP-28151 | REMOTE WALL BRACKET FOR CARBON FILTER W/ STAINLESS STEEL CONNECTOR 5"X4" | THE REMOTE WALL BRACKET KIT IS IDEAL FOR APPLICATIONS USING THE COALESCING CARBON FILTER. UNDER TYPICAL CONDITIONS THESE HPLC FILTERS CAN BE ATTACHED DIRECTLY TO THE VAPOR RELEASE FITTING ON AN HPLC DISPOSAL CAN. | IT MAY BE NECESSARY TO LOCATE THE FILTER IN A REMOTE LOCATION NEAR THE DISPOSAL CAN, SUCH AS A WALL. THIS HANDY WALL KIT CONSISTS OF A FEMALE QUICK DISCONNECT FITTING, 5" TALL NO 304 STAINLESS STEEL HOLDER AND 2 SELF-TAPPING MOUNTING SCREWS. | ONNECT FITTING IS VALVED TO PROVIDE A SAFE, FULLY CLOSED SYSTEM WHICH PREVENTS VAPOR RELEASE WHEN REPLACING FILTERS. FITTINGS ACCOMMODATE 3/8" OD TUBING, NO INCLUDED. JUSTRITE PART # 28151. |  | 10 | 10 | 10 | 0.5787 | CF | EA |  |  |  | 1.3 | 540 16 | JP | 1 |  | 0 | STND | 30 | AF | IN | IN | IN | LN | WD | HT | P |  |  | O | O | O | O
GS-07F-238AA | JP-28157 | JUSTRITE | COLORIMETRIC COALESCING CARBON FILTER RE | JP-28157 | COLORIMETRIC COALESCING CARBON FILTER REPLCMNT 3 PACK | 3 PACK OF REPLACEMENT COLOR-CHANGING CARBON CARTRIDGES FOR JUSTRITE'S CARBON FILTER SYSTEM FOR QUICK DISCONNECT SAFETY CANS (THE COALESCING/CARBON FILTER COMBO JP-28161 AND JP-28162). CARTRIDGES CHANGE FROM DEEP PURPLE TO BLACK | BSORBED TO INDICATE WHEN REPLACEMENT IS NECESSARY. CARTRIDGES SIMPLY TWIST ON TO COALESCING FILTER FOR EASY FILTER CHANGES. |  |  | 10 | 10 | 10 | 0.5787 | CF | CA | 3 | CA |  | 1.8 | 540 16 | JP | 1 |  | 0 | STND | 30 | AF | IN | IN | IN | LN | WD | HT | P |  |  | O | O | O | O
GS-07F-238AA | JP-28161 | JUSTRITE | COALESCING CARBON FILTER FOR PP QUICK DI | JP-28161 | COALESCING CARBON FILTER FOR PP QUICK DISCONNECT SAFETY CANS | CENTURA COALESCING CARBON FILTERS MINIMIZE ODOR BY CAPTURING 99% OF LIQUID PARTICULATES RELEASED IN THE FORM OF GASEOUS VAPOR. THE TWO-STAGE VENT FILTER IS EASY TO INSTALL, SNAPPING CONVENIENTLY INTO THE FACTORY INSTALLED 'QUICK DISCONNECT' FITTING. | COLOR-CHANGING CARBON CARTRIDGE (TOP PORTION) CHANGES FROM DEEP PURPLE TO BLACK AS HYDROCARBONS ARE ABSORBED TO INDICATE WHEN REPLACEMENT IS NECESSARY. THE COALESCING FILTER (BOTTOM PORTION) CAN BE REUSED WITH NEW CARBON FILTERS SEVERAL | TIMES AND CAN BE REPLACED AFTER 3-4 CARBON FILTER CYCLES. FILTERS HAVE BEEN DESIGNED FOR USE WITH ALL ROUND TF, POLYPROPYLENE AND CUSTOM BUILT " QUICK DISCONNECT" 2 AND 5 GALLON CANS. TWO-STAGE FILTER ADDRESSES ENVIRONMENTAL CONCERNS BY CAPTURING 99% |  | 10 | 10 | 10 | 0.5787 | CF | EA |  |  |  | 1 | 540 16 | JP | 1 |  | 0 | STND | 30 | AF | IN | IN | IN | LN | WD | HT | P |  |  | O | O | O | O
GS-07F-238AA | JP-28162 | JUSTRITE | COALESCING CARBON FILTER FOR STAINLESS S | JP-28162 | COALESCING CARBON FILTER FOR STAINLESS STEEL QUICK DISCONNECT SAFETY CANS | CENTURA COALESCING CARBON FILTERS MINIMIZE ODOR BY CAPTURING 99% OF LIQUID PARTICULATES RELEASED IN THE FORM OF GASEOUS VAPOR. THE TWO-STAGE VENT FILTER IS EASY TO INSTALL, SNAPPING CONVENIENTLY INTO THE FACTORY INSTALLED 'QUICK DISCONNECT' FITTING. | COLOR-CHANGING CARBON CARTRIDGE (TOP PORTION) CHANGES FROM DEEP PURPLE TO BLACK AS HYDROCARBONS ARE ABSORBED TO INDICATE WHEN REPLACEMENT IS NECESSARY. THE COALESCING FILTER (BOTTOM PORTION) CAN BE REUSED WITH NEW CARBON FILTERS | TIMES AND CAN BE REPLACED AFTER 3-4 CARBON FILTER CYCLES. FILTERS HAVE BEEN DESIGNED FOR USE WITH ALL ROUND TF, POLYPROPYLENE AND CUSTOM BUILT " QUICK DISCONNECT" 2 AND 5 GALLON CANS. TWO-STAGE FILTER ADDRESSES ENVIRONMENTAL CONCERNS BY CAPTURING 99% |  | 10 | 10 | 10 | 0.5787 | CF | EA |  |  |  | 1.1 | 540 16 | JP | 1 |  | 0 | STND | 30 | AF | IN | IN | IN | LN | WD | HT | P |  |  | O | O | O | O
GS-07F-238AA | JP-28168 | JUSTRITE | HPLC MANIFOLD KIT FOR STAINLESS STEEL JU | JP-28168 | HPLC MANIFOLD KIT FOR STAINLESS STEEL JUSTRITE QUICK DISCONNECT SAFETY CANS | THE CONVENIENT, COST-EFFECTIVE WAY TO SAFELY COLLECT WASTE FROM MULTIPLE HPLC MACHINESTHE HPLC MANIFOLD KIT, DESIGNED FOR USE WITH JUSTRITE FM APPROVED QUICK DISCONNECT SAFETY CANS, ENABLES UP TO FOUR WASTE LINES FROM HPLC PROCESSES TO BE FED INTO A | SINGLE INTAKE FITTING. KIT INCLUDES ENOUGH FITTINGS TO ACCOMMODATE TUBE LINES EITHER 1/16" (1.6 MM) OD OR 1/8" (3.2 MM) OD. APPROXIMATELY 31/2" (89 MM) LONG AND 316 STAINLESS STEEL, IT COMES WITH A PRE-INSTALLED STAINLESS STEEL DISCONNECT | G THAT FITS INTO THE STAINLESS STEEL FITTING ON ANY TF OR BY SERIES OR CUSTOM MADE QUICK-DISCONNECT CAN. FOUR PORTS ARE TAPPED TO ACCOMMODATE 1/4-28 THREADS OF THE SUPPLIED FITTINGS. PEEK FITTINGS INCLUDE FOUR EACH: 1/16" (1.6 MM) AND 1/8" (3.2 MM) |  | 10 | 10 | 10 | 0.5787 | CF | EA |  |  |  | 1 | 540 16 | JP | 1 |  | 0 | STND | 30 | AF | IN | IN | IN | LN | WD | HT | P |  |  | O | O | O | O
GS-07F-238AA | JP-28174 | JUSTRITE | REPLCMNT 1/16" OD TUBE FITTINGS WITH | JP-28174 | REPLCMNT 1/16" OD TUBE FITTINGS, PCTFE FERRULES FOR SS | FITTINGS INCLUDE FOUR EACH: 1/16" OD TUBE FITTINGS WITH CORRESPONDING PCTFE FERRULES FOR COMPRESSION FIT OF WASTE LINE. POLYCHLOROTRIFLUOROETHYLENE. THE HPLC MANIFOLD KIT, DESIGNED FOR USE WITH JUSTRITE FM APPROVED QUICK DISCONNECT SAFETY CAN | ENABLES UP TO FOUR WASTE LINES FROM HPLC PROCESSES TO BE FED INTO A SINGLE INTAKE FITTING. KIT INCLUDES ENOUGH FITTINGS TO ACCOMMODATE TUBE LINES EITHER 1/16" (1.6 MM) OD OR 1/8" (3.2 MM) OD. APPROXIMATELY 3-1/2" (89 MM) LONG AND 316 SS | ESS STEEL, IT COMES WITH A PRE-INSTALLED STAINLESS STEEL DISCONNECT PLUG THAT FITS INTO THE STAINLESS STEEL FITTING ON ANY TF OR BY SERIES OR CUSTOM MADE QUICK-DISCONNECT CAN. FOUR PORTS ARE TAPPED TO ACCOMMODATE 1/4-28 THREADS OF THE SUPPLIED FITTI |  | 10 | 10 | 10 | 0.5787 | CF | CA | 4 | CA |  | 2 | 540 16 | JP | 1 |  | 0 | STND | 30 | AF | IN | IN | IN | LN | WD | HT | P |  |  | O | O | O | O
GS-07F-238AA | JP-28175 | JUSTRITE | REPLCMNT 1/8" OD TUBE FITTINGS, P | JP-28175 | REPLCMNT 1/8" OD TUBE FITTINGS, PCTFE FERRULES FOR SS | FITTINGS INCLUDE FOUR EACH: 1/8" OD TUBE FITTINGS WITH CORRESPONDING PCTFE FERRULES FOR COMPRESSION FIT OF WASTE LINE. POLYCHLOROTRIFLUOROETHYLENE. THE HPLC MANIFOLD KIT, DESIGNED FOR USE WITH JUSTRITE FM APPROVED QUICK DISCONNECT SAFETY CANS | ENABLES UP TO FOUR WASTE LINES FROM HPLC PROCESSES TO BE FED INTO A SINGLE INTAKE FITTING. KIT INCLUDES ENOUGH FITTINGS TO ACCOMMODATE TUBE LINES EITHER 1/16" (1.6 MM) OD OR 1/8" (3.2 MM) OD. APPROXIMATELY 3-1/2" (89 MM) LONG AND 316 SS | SS STEEL, IT COMES WITH A PRE-INSTALLED STAINLESS STEEL DISCONNECT PLUG THAT FITS INTO THE STAINLESS STEEL FITTING ON ANY TF OR BY SERIES OR CUSTOM MADE QUICK-DISCONNECT CAN. FOUR PORTS ARE TAPPED TO ACCOMMODATE 1/4-28 THREADS OF THE SUPPLIED FITTIN |  | 10 | 10 | 10 | 0.5787 | CF | CA | 4 | CA |  | 3 | 540 16 | JP | 1 |  | 0 | STND | 30 | AF | IN | IN | IN | LN | WD | HT | P |  |  | O | O | O | O
GS-07F-238AA | JP-28176 | JUSTRITE | REPLCMNT PLUG CAP FOR SS FITTINGS ON | JP-28176 | REPLCMNT PLUG CAP FOR SS FITTINGS ON JUSTRITE QD CAN HPLC MANIFOLD KIT | REPLACEMENT PLUG CAPS FOR SS FITTINGS ON JUSTRITE QD CAN HPLC MANIFOLD KIT SET OF 4. JUSTRITE PART # 28176. |  |  |  | 10 | 10 | 10 | 0.5787 | CF | CA | 4 | CA |  | 4 | 540 16 | JP | 1 |  | 0 | STND | 30 | AF | IN | IN | IN | LN | WD | HT | P |  |  | O | O | O | O
GS-07F-238AA | JP-28177 | JUSTRITE | POLY HPLC MANIFOLD KIT FOR JUSTRITE SS Q | JP-28177 | POLY HPLC MANIFOLD KIT FOR JUSTRITE SS QUICK DISCONNECT CAN | WHEN USED WITH JUSTRITE QUICK DISCONNECT HPLC SAFETY DISPOSAL CANS, THE POLYPROPYLENE MANIFOLD KIT IS THE MOST COST-EFFECTIVE WAY TO SAFELY COLLECT WASTE. THIS KIT ENABLES UP TO SIX WASTE LINES (PER MANIFOLD) FROM HPLC PROCESSES TO BE FED INTO A SING | MANIFOLDS HAVE SIX 1/4-28 PORTS AND ONE 3/8" NPT PORT (ALL COME WITH CAPS FOR UNUSED PORTS) AND EITHER ONE QUICK DISCONNECT IN NO. 316 STAINLESS STEEL OR POLYPROPYLENE, OR A NO. 316 STAINLESS STEEL STACKER CONNECTER. THE SIX PORTS | ARE TAPPED TO ACCOMMODATE THE 1.4-28 THREADS OF THE SEPARATELY AVAILABLE COMPRESSION FITTINGS. SAFETY CAN WITH MANIFOLD INSTALLED IS OSHA COMPLIANT AND MEETS NFPA CODE 30. JUSTRITE PART # 28177. |  | 10 | 10 | 10 | 0.5787 | CF | EA |  |  |  | 0.5 | 540 16 | JP | 1 |  | 0 | STND | 30 | AF | IN | IN | IN | LN | WD | HT | P |  |  | O | O | O | O
GS-07F-238AA | JP-28178 | JUSTRITE | POLY HPLC MANIFOLD KIT FOR JUSTRITE PP Q | JP-28178 | POLY HPLC MANIFOLD KIT FOR JUSTRITE PP QUICK DISCONNECT CANS | WHEN USED WITH JUSTRITE QUICK DISCONNECT HPLC SAFETY DISPOSAL CANS, THE POLYPROPYLENE MANIFOLD KIT IS THE MOST COST-EFFECTIVE WAY TO SAFELY COLLECT WASTE. THIS KIT ENABLES UP TO SIX WASTE LINES (PER MANIFOLD) FROM HPLC PROCESSES TO BE FED INTO A SING | MANIFOLDS HAVE SIX 1/4-28 PORTS AND ONE 3/8" NPT PORT (ALL COME WITH CAPS FOR UNUSED PORTS) AND EITHER ONE QUICK DISCONNECT IN NO. 316 STAINLESS STEEL OR POLYPROPYLENE, OR A NO. 316 STAINLESS STEEL STACKER CONNECTER. THE SIX PORTS | ARE TAPPED TO ACCOMMODATE THE 1.4-28 THREADS OF THE SEPARATELY AVAILABLE COMPRESSION FITTINGS. SAFETY CAN WITH MANIFOLD INSTALLED IS OSHA COMPLIANT AND MEETS NFPA CODE 30. JUSTRITE PART # 28178. |  | 10 | 10 | 10 | 0.5787 | CF | EA |  |  |  | 0.3 | 540 16 | US | 1 |  | 0 | STND | 30 | AF | IN | IN | IN | LN | WD | HT | P |  |  | O | O | O | O
GS-07F-238AA | JP-28179 | JUSTRITE | HPLC POLY MANIFOLD, SS " STACKER" CON | JP-28179 | HPLC POLY MANIFOLD, SS " STACKER" CONNECTOR | THE HPLC POLY MANIFOLD ENABLES UP TO SIX WASTE LINES (PER MANIFOLD) FROM HPLC PROCESSES TO BE FED INTO A SINGLE INTAKE FITTING. MANIFOLDS HAVE SIX 1/4-28 PORTS AND ONE 3/8" NPT PORT (ALL COME WITH CAPS FOR UNUSED PORTS) AND ONE NO. 316 STAINLESS STEE | THE SIX PORTS ARE TAPPED TO ACCOMMODATE THE 1/4-28 THREADS OF THE SEPARATELY AVAILABLE COMPRESSION FITTINGS. THE COMPRESSION FITTINGS, SOLD IN SETS OF SIX, ACCOMMODATE TUBING SIZES OF EITHER 1/16" AND 1/8" OD. THE FITTINGS | PROXIMATELY 1"LONG AND TEFZEL. THEY INCLUDE FERRULES FOR A COMPRESSION FIT TO THE WASTE LINE. PLEASE NOTE: JUSTRITE'S POLY MANIFOLD IS AVAILABLE AS A LOWER COST ALTERNATIVE TO STAINLESS STEEL FOR THOSE CUSTOMERS WHO CAN USE POLY DUE TO THE |  | 10 | 10 | 10 | 0.5787 | CF | EA |  |  |  | 0.4 | 540 16 | US | 1 |  | 0 | STND | 30 | AF | IN | IN | IN | LN | WD | HT | P |  |  | O | O | O | O
GS-07F-238AA | JP-28180 | JUSTRITE | REPLCMNT POLY CAP KIT (SIX 1/4-28 CAP | JP-28180 | REPLCMNT POLY CAP KIT FOR JUSTRITE QUICK DISCONNECT CANS | FOR USE WITH JP-28177, JP-28178 OR JP-28179. JUSTRITE PART # 28180. |  |  |  | 10 | 10 | 10 | 0.5787 | CF | EA |  |  |  | 2 | 540 16 | US | 1 |  | 0 | STND | 30 | AF | IN | IN | IN | LN | WD | HT | P |  |  | O | O | O | O
GS-07F-238AA | JP-28188 | JUSTRITE | TUBING COMPRESSION FITTINGS W/ FERRULES | JP-28188 | TUBING COMPRESSION FITTINGS W/ FERRULES 1/16 BLUE HARD WALL | COMPRESSION FITTINGS ACCOMMODATE TUBING SIZE OF 1/16" OD OR 1/32" ID THE FITTINGS ARE APPROXIMATELY 1"LONG AND TEFZEL (TRADEMARK OF DUPONT). THEY INCLUDE FERRULES FOR A COMPRESSION FIT TO THE WASTE LINE. JUSTRITE PART # 28188. |  |  |  | 10 | 10 | 10 | 0.5787 | CF | CA | 6 | CA |  | 0.2 | 540 16 | US | 1 |  | 0 | STND | 30 | AF | IN | IN | IN | LN | WD | HT | P |  |  | O | O | O | O
GS-07F-238AA | JP-28189 | JUSTRITE | 1/8" OD GREEN HARD WALL TUBIN | JP-28189 | 1/8" OD (1/16" ID GREEN HARD WALL TUBING COMPRESSION FITTINGS | COMPRESSION FITTINGS ACCOMMODATE TUBING SIZE OF 1/8" OD. THE FITTINGS ARE APPROXIMATELY 1"LONG AND TEFZEL (TRADEMARK OF DUPONT). THEY INCLUDE FERRULES FOR A COMPRESSION FIT TO THE WASTE LINE. JUSTRITE PART # 28189. |  |  |  | 10 | 10 | 10 | 0.5787 | CF | CA | 6 | CA |  | 0.2 | 540 16 | US | 1 |  | 0 | STND | 30 | AF | IN | IN | IN | LN | WD | HT | P |  |  | O | O | O | O
GS-07F-238AA | JP-28190 | JUSTRITE | PROSOLV CYLINDER RECYCLING SYSTEM | JP-28190 | PROSOLV CYLINDER RECYCLING SYSTEM | CALIBRATION GASES ARE WIDELY USED BY AN ARRAY OF INDUSTRIAL AND COMMERCIAL FACILITIES TO CALIBRATE GAUGES THAT MEASURE GASES SUCH AS AMMONIA, METHANE, CARBON DIOXIDE, CARBON MONOXIDE, AND DOZENS OF OTHER SPECIFIC GASES. LABORATORIES AND RESEARCH | CALIBRATE HIGHLY SENSITIVE INSTRUMENTS TO ENSURE THEY ARE IN OPTIMUM WORKING CONDITION. AFTER USE, CALIBRATION GAS CYLINDERS SHOULD BE PROPERLY DISPOSED OF AND THAT IS WHERE THE PROSOLV SYSTEM FITS IN. THIS SIMPLE TO USE, MANUALLY OPERATED VEN | DEVICE REMOVES THE SEALING SLEEVE AND INTERNAL VALVE STEM FROM PROPANE, MAP, AND CALIBRATION GAS CYLINDERS (NOT TO BE USED WITH OXYGEN BOTTLES). IT EMPTIES AND FILTERS THE PROPELLANT |  | 10 | 10 | 10 | 0.5787 | CF | EA |  |  |  | 7.5 | 540 16 | US | 1 |  | 0 | STND | 30 | AF | IN | IN | IN | LN | WD | HT | P |  |  | O | O | O | O
GS-07F-238AA | JP-28191 | JUSTRITE | REPLCMNT FILTER FOR PROSOLV CANISTER | JP-28191 | REPLCMNT FILTER FOR PROSOLV CANISTER RECYCLING SYSTEM | FOR USE WITH JP-28190. JUSTRITE PART # 28191. |  |  |  | 10 | 10 | 10 | 0.5787 | CF | EA |  |  |  | 2.5 | 540 16 | US | 1 |  | 0 | STND | 30 | AF | IN | IN | IN | LN | WD | HT | P |  |  | O | O | O | O
GS-07F-238AA | JP-28192 | JUSTRITE | REPLCMNT SLEEVE REMOVAL TOOL FOR PROS | JP-28192 | REPLCMNT SLEEVE REMOVAL TOOL FOR PROSOLV CANISTER RECYCLING SYSTEM | FOR USE WITH JP-28190. JUSTRITE PART # 28192. |  |  |  | 10 | 10 | 10 | 0.5787 | CF | EA |  |  |  | 0.8 | 540 16 | US | 1 |  | 0 | STND | 30 | AF | IN | IN | IN | LN | WD | HT | P |  |  | O | O | O | O
GS-07F-238AA | JP-28197 | JUSTRITE | COMBINATION COALESCING CARBON FILTER FOR | JP-28197 | COMBINATION COALESCING CARBON FILTER FOR AEROSOLV AEROSOL CAN RECYCLING SYSTEM | COMBINATION COALESCING/CARBON FILTER FOR JP-28202 OR JP-28222 FOR AEROSOLV AEROSOL CAN RECYCLING SYSTEM. JUSTRITE PART # 28197. |  |  |  | 10 | 10 | 10 | 0.5787 | CF | EA |  |  |  | 2.4 | 540 16 | US | 1 |  | 0 | STND | 30 | AF | IN | IN | IN | LN | WD | HT | P |  |  | O | O | O | O
GS-07F-238AA | JP-28198 | JUSTRITE | ACTIVATED CARBON CARTRIDGE FOR AEROSOLV | JP-28198 | ACTIVATED CARBON CARTRIDGE FOR AEROSOLV AEROSOL CAN RECYCLING SYSTEM | ACTIVATED CARBON CARTRIDGE (2 PACK) FOR JP-28202 OR JP-28222 FOR AEROSOLV AEROSOL CAN RECYCLING SYSTEM. JUSTRITE PART # 28198. |  |  |  | 10 | 10 | 10 | 0.5787 | CF | EA |  |  |  | 2.6 | 540 16 | US | 1 |  | 0 | STND | 30 | AF | IN | IN | IN | LN | WD | HT | P |  |  | O | O | O | O
GS-07F-238AA | JP-28200 | JUSTRITE | AEROSOL MAINTENANCE REPAIR KIT FOR AEROS | JP-28200 | AEROSOL MAINTENANCE REPAIR KIT FOR AEROSOLV AEROSOL CAN RECYCLING SYSTEM | AEROSOLV MAINTENANCE REPAIR KIT FOR JP-28202 OR JP-28222 FOR AEROSOLV AEROSOL CAN RECYCLING SYSTEM. JUSTRITE PART # 28200. |  |  |  | 10 | 10 | 10 | 0.5787 | CF | EA |  |  |  | 0.3 | 540 16 | US | 1 |  | 0 | STND | 30 | AF | IN | IN | IN | LN | WD | HT | P |  |  | O | O | O | O
GS-07F-238AA | JP-28202 | JUSTRITE | AEROSOLV AEROSOL CAN DISPOSAL SYSTEM | JP-28202 | AEROSOLV AEROSOL CAN DISPOSAL SYSTEM | SAFE, CONVENIENT AND COMPLIANT, AEROSOLV PROVIDES AN EASY-TO-USE, EFFECTIVE METHOD OF RELIEVING PRESSURE IN SPENT AEROSOL CANS. IT CHANGES THEM FROM SOLID HAZARDOUS WASTE TO A NON-HAZARDOUS, FULLY RECYCLABLE STATE. | WASTE DISPOSAL OF AEROSOL CANS. EVERY 100 CANS PUNCTURED AND EMPTIED BY AEROSOLV INCREASES RECYCLABLE SCRAP METAL BY 25 LB. AND REDUCES SOLID WASTE BY 10 CUBIC FEET, MAKING AEROSOLV EXTREMELY COST EFFECTIVE. AS AN ADDED BENEFIT, RESIDUAL LIQUIDS | ELIGIBLE FOR RECLAMATION OR RECYCLING, RESULTING IN "WASTE MINIMIZATION CREDITS. THE CONTENTS OF OVER 4,000 SPENT AEROSOLS MAY BE COLLECTED IN JUST ONE 55 GALLON DRUM. THE PUNCTURING UNIT, WHICH DEPRESSURIZES EMPTY AEROSOL CANS |  | 10 | 10 | 10 | 0.5787 | CF | EA |  |  |  | 10.1 | 540 16 | US | 1 |  | 0 | STND | 30 | AF | IN | IN | IN | LN | WD | HT | P |  |  | O | O | O | O
GS-07F-238AA | JP-28206 | JUSTRITE | JUSTRITE AEROVENT DRUM VENT FOR 2" BUNG | JP-28206 | JUSTRITE AEROVENT DRUM VENT FOR 2" BUNG | JUSTRITE AEROVENT DRUM VENT FOR 2" (51MM) BUNG WITH FILTER, PLUS 1 EXTRA REPLACEMENT FILTER. THE JUSTRITE AEROVENT SAFELY VENTS DRUMS AT 5 PSIG AND CONTROLS FUGITIVE EMISSIONS. BRASS BODY WITH AN ACTIVATED PROCESS CARBON FILTER | PREVENTING ESCAPE TO THE ATMOSPHERE DURING THE EXHALE CYCLE TO CAPTURE VOCS. PRESSURE AND VACUUM RELIEF ARE AUTOMATIC. BUILT IN FLAME ARRESTOR PREVENTS FLASHBACK FROM EXTERNAL IGNITION SOURCES. THE FILTER MAY BE EASILY REPLACED WHEN ODORS | AREA INDICATE THE FILTER HAS BEEN UTILIZED TO CAPACITY (APPROXIMATELY 90 - 120 DAYS). JUSTRITE PART # 28206. |  | 10 | 10 | 10 | 0.5787 | CF | EA |  |  |  | 6 | 540 16 | US | 1 |  | 0 | STND | 30 | AF | IN | IN | IN | LN | WD | HT | P |  |  | O | O | O | O
GS-07F-238AA | JP-28207 | JUSTRITE | JUSTRITE AEROVENT DRUM VENT FOR.75" BUNG | JP-28207 | JUSTRITE AEROVENT DRUM VENT FOR. 75" BUNG | THE JUSTRITE AEROVENT SAFELY VENTS DRUMS AT 5 PSIG AND CONTROLS FUGITIVE EMISSIONS. BRASS BODY WITH AN ACTIVATED PROCESS CARBON FILTER EFFECTIVELY ADSORBS VAPORS PREVENTING ESCAPE TO THE ATMOSPHERE DURING THE EXHALE CYCLE TO CAPTURE VOCS. | VACUUM RELIEF ARE AUTOMATIC. BUILT IN FLAME ARRESTOR PREVENTS FLASHBACK FROM EXTERNAL IGNITION SOURCES. THE FILTER MAY BE EASILY REPLACED WHEN ODORS IN THE AREA INDICATE THE FILTER HAS BEEN UTILIZED TO CAPACITY (APPROXIMATELY 90 - 120 DAYS). | PART # 28207. |  | 10 | 10 | 10 | 0.5787 | CF | EA |  |  |  | 7 | 540 16 | US | 1 |  | 0 | STND | 30 | AF | IN | IN | IN | LN | WD | HT | P |  |  | O | O | O | O
GS-07F-238AA | JP-28223 | JUSTRITE | COLOR CHANGING ACTIVATED CARBON FILTER R | JP-28223 | COLOR CHANGING ACTIVATED CARBON FILTER REPLCMNT CARTRIDGE | COLOR CHANGING ACTIVATED CARBON CARTRIDGE (2 PACK) FOR JUSTRITE'S DRUM VENT COALESCING/CARBON FILTER OR JUSTRITE AEROSOLV AEROSOL CAN RECYCLING SYSTEM. THE JUSTRITE CARBON FILTER UNIT WITH COLOR CHANGING INDICATOR FITS A 75" (19MM) BUNG | THE BOTTOM HALF THAT THREADS DIRECTLY INTO THE. 75" DRUM BUNG, AND THE REPLACEABLE, UPPER ACTIVATED CARBON PORTION THAT ABSORBS HYDROCARBONS AND ODOR. THIS REPLACEMENT CARBON FILTER CARTRIDGE FITS INTO THE REUSABLE UNIT OF JP-2822 | WHICH COMES WITH BOTH VERSIONS OF THE JUSTRITE AEROSOLV RECYCLING SYSTEM (JP-28202 AND JP-28222). YOU MUST HAVE THE BOTTOM PORTION OF THIS UNIT FOR THESE CARTRIDGES TO FIT YOUR DRUM. JUSTRITE PART # 28223. |  | 10 | 10 | 10 | 0.5787 | CF | EA |  |  |  | 4.6 | 540 16 | US | 1 |  | 0 | STND | 30 | AF | IN | IN | IN | LN | WD | HT | P |  |  | O | O | O | O
GS-07F-238AA | JP-28224 | JUSTRITE | JUSTRITE CARBON FILTER DRUM VENT 0.75" | JP-28224 | JUSTRITE CARBON FILTER DRUM VENT FOR. 75" BUNG, COLOR CHANGING INDICATOR | JUSTRITE CARBON FILTER WITH COLOR CHANGING INDICATOR FITS A 75" (19MM) BUNG. THREADED END ATTACHES DIRECTLY INTO 3/4" BUNG. THIS COMBINATION COALESCING/CARBON FILTER IS COMPRISED OF TWO PARTS: THE LOWER COALESCING PORTION REMOVES AIRBORNE LIQUIDS | REPLACEABLE, UPPER ACTIVATED CARBON PORTION ADSORBS HYDROCARBONS AND ODOR. REPLACEMENT CARBON FILTER CARTRIDGES ARE AVAILABLE: JP-28223. |  |  | 10 | 10 | 10 | 0.5787 | CF | EA |  |  |  | 3 | 540 16 | US | 1 |  | 0 | STND | 30 | AF | IN | IN | IN | LN | WD | HT | P |  |  | O | O | O | O
GS-07F-238AA | JP-28259 | JUSTRITE | ECOPOLYBLEND REPLCMNTS GRATES 2 DRUM | JP-28259 | ECOPOLYBLEND REPLCMNTS GRATES 2 DRUM GRATE | REPLACEMENT GRATE FOR DRUM ACCUMULATION CENTERS BY JUSTRITE. OUTSIDE DIMENSIONS 24"WX48"DX2.5"H ; 100% RECYCLED. JUSTRITE PART # 28259. |  |  |  | 10 | 10 | 10 | 0.5787 | CF | EA |  |  |  | 15.5 | 540 16 | US | 1 |  | 0 | STND | 30 | AF | IN | IN | IN | LN | WD | HT | P |  |  | O | O | O | O
GS-07F-238AA | JP-28270 | JUSTRITE | STEEL CASTERS FOR OVERPACK DRUM JP-28268 | JP-28270 | STEEL CASTERS FOR OVERPACK DRUM JP-28268 | STEEL CASTERS FOR JP-28268. JUSTRITE PART # 28270. |  |  |  | 10 | 10 | 10 | 0.5787 | CF | EA |  |  |  | 14 | 540 16 | US | 1 |  | 0 | STND | 30 | AF | IN | IN | IN | LN | WD | HT | P |  |  | O | O | O | O
GS-07F-238AA | JP-28623 | JUSTRITE | SPILL CONTAINMENT PALLETS 2 DRUM JUSTR | JP-28623 | SPILL CONTAINMENT PALLETS 2 DRUM JUSTRITE RECYCLED BLACK | ECOPOLYBLEND SPILL CONTROL PALLETS BY JUSTRITE FOR 2 DRUMS. SUMP CAPACITY 66 GAL/250 L; LOAD BEARING CAPACITY 2500 LBS/1134 KGS; NOMINAL OUTSIDE DIMENSIONS 49"WX25"DX18"H (IN MM: 1245X635X457); COMPLIANCE EPA, SPCC, U, O; 100% RECYCLED POLY | ECOPOLYBLEND. FULL COMPLIANT AND QUALITY ENGINEERED WITH A ROBUST DESIGN, THEY WITHSTAND THE TOUGHEST ENVIRONMENTS AND ARE NEARLY IMPERVIOUS TO CHEMICAL ATTACK. FEATURING SEAMLESS CONSTRUCTION, OVERSIZED SUMPS | PROTECTION FROM LEAKS AND SPILLS. ALSO AVAILABLE IN YELLOW, 35% RECYCLED MATERIAL. INCLUDES WIDE FORKLIFT POCKETS FOR EASY RELOCATION. CHOOSE BLACK (. JUSTRITE PART # 26823) OR YELLOW (PART # 28622). JUSTRITE PART # 28623. |  | 10 | 10 | 10 | 0.5787 | CF | EA |  |  |  | 43.1 | 540 16 | US | 1 |  | 0 | STND | 30 | AF | IN | IN | IN | LN | WD | HT | P |  |  | O | O | O | O
GS-07F-238AA | JP-28625 | JUSTRITE | SPILL CONTAINMENT PALLETS 2 DRUM W/DRAI | JP-28625 | SPILL CONTAINMENT PALLETS 2 DRUM W/DRAIN JUSTRITE RECYCLED BLACK | ECOPOLYBLEND SPILL CONTROL PALLETS BY JUSTRITE FOR 2 DRUMS WITH DRAIN. SUMP CAPACITY 66 GAL/250 L; LOAD BEARING CAPACITY 2500 LBS/1134 KGS; NOMINAL OUTSIDE DIMENSIONS 49"WX25"DX18"H (IN MM: 1245X635X457); COMPLIANCE EPA, SPCC, U, O | ECOPOLYBLEND. FULL COMPLIANT AND QUALITY ENGINEERED WITH A ROBUST DESIGN, THEY WITHSTAND THE TOUGHEST ENVIRONMENTS AND ARE NEARLY IMPERVIOUS TO CHEMICAL ATTACK. FEATURING SEAMLESS CONSTRUCTION, OVERSIZED SUMPS | SELF-LOCATING PROTECTION FROM LEAKS AND SPILLS. ALSO AVAILABLE IN YELLOW, 35% RECYCLED MATERIAL (JUSTRITE MODEL NO. 28624). INCLUDES WIDE FORKLIFT POCKETS FOR EASY RELOCATION. JUSTRITE PART # 28625. |  | 10 | 10 | 10 | 0.5787 | CF | EA |  |  |  | 43.1 | 540 16 | US | 1 |  | 0 | STND | 30 | AF | IN | IN | IN | LN | WD | HT | P |  |  | O | O | O | O
GS-07F-238AA | JP-28627 | JUSTRITE | SPILL CONTAINMENT PALLETS 3 DRUM JUSTR | JP-28627 | SPILL CONTAINMENT PALLETS 3 DRUM JUSTRITE RECYCLED BLACK | ECOPOLYBLEND SPILL CONTROL PALLETS BY JUSTRITE FOR 3 DRUMS. SUMP CAPACITY 75 GAL/284 L; LOAD BEARING CAPACITY 3750 LBS/1701 KGS; NOMINAL OUTSIDE DIMENSIONS 73"WX25"DX11.625"H (IN MM: 1854X635X295); COMPLIANCE EPA, SPCC, U, O; 100% RECYCLED | ECOPOLYBLEND. FULL COMPLIANT AND QUALITY ENGINEERED WITH A ROBUST DESIGN, THEY WITHSTAND THE TOUGHEST ENVIRONMENTS AND ARE NEARLY IMPERVIOUS TO CHEMICAL ATTACK. FEATURING SEAMLESS CONSTRUCTION, OVERSIZED SUMPS | PROTECTION FROM LEAKS AND SPILLS. ALSO AVAILABLE IN YELLOW, 35% RECYCLED MATERIAL (JUSTRITE MODEL NO. 28626). JUSTRITE PART # 28627. |  | 10 | 10 | 10 | 0.5787 | CF | EA |  |  |  | 58 | 540 16 | US | 1 |  | 0 | STND | 30 | AF | IN | IN | IN | LN | WD | HT | P |  |  | O | O | O | O
GS-07F-238AA | JP-28629 | JUSTRITE | SPILL CONTAINMENT PALLETS 3 DRUM W/DRAI | JP-28629 | SPILL CONTAINMENT PALLETS 3 DRUM W/DRAIN JUSTRITE RECYCLED BLACK | ECOPOLYBLEND SPILL CONTROL PALLETS BY JUSTRITE FOR 3 DRUMS WITH DRAIN. SUMP CAPACITY 75 GAL/284 L; LOAD BEARING CAPACITY 3750 LBS/1701 KGS; NOMINAL OUTSIDE DIMENSIONS 73"WX25"DX11.625"H (IN MM: 1854X635X295); COMPLIANCE EPA, SPCC, U, O | ECOPOLYBLEND. FULL COMPLIANT AND QUALITY ENGINEERED WITH A ROBUST DESIGN, THEY WITHSTAND THE TOUGHEST ENVIRONMENTS AND ARE NEARLY IMPERVIOUS TO CHEMICAL ATTACK. FEATURING SEAMLESS CONSTRUCTION, OVERSIZED SUMPS | SELF-LOCATING PROTECTION FROM LEAKS AND SPILLS. ALSO AVAILABLE IN YELLOW, 35% RECYCLED MATERIAL (JUSTRITE MODEL NO. 28628). JUSTRITE PART # 28629. |  | 10 | 10 | 10 | 0.5787 | CF | EA |  |  |  | 145 | 540 16 | US | 1 |  | 0 | STND | 30 | AF | IN | IN | IN | LN | WD | HT | P |  |  | O | O | O | O
GS-07F-238AA | JP-28631 | JUSTRITE | SPILL CONTAINMENT PALLETS 4 IN-LINE JU | JP-28631 | SPILL CONTAINMENT PALLETS 4 IN-LINE JUSTRITE RECYCLED BLACK | ECOPOLYBLEND SPILL CONTROL PALLETS BY JUSTRITE FOR 4 DRUMS (SIDE BY SIDE). SUMP CAPACITY 75 GAL/284 L; LOAD BEARING CAPACITY 5000 LBS/2268 KGS; NOMINAL OUTSIDE DIMENSIONS 97"WX25"DX9"H (IN MM: 2464X635X229); COMPLIANCE EPA, SPCC, U, O | ECOPOLYBLEND. FULL COMPLIANT AND QUALITY ENGINEERED WITH A ROBUST DESIGN, THEY WITHSTAND THE TOUGHEST ENVIRONMENTS AND ARE NEARLY IMPERVIOUS TO CHEMICAL ATTACK. FEATURING SEAMLESS CONSTRUCTION, OVERSIZED SUMPS | SELF-LOCATING PROTECTION FROM LEAKS AND SPILLS. ALSO AVAILABLE IN YELLOW, 35% RECYCLED MATERIAL (JUSTRITE MODEL NO. 28630). INCLUDES WIDE FORKLIFT POCKETS FOR EASY RELOCATION. JUSTRITE PART # 28631. |  | 10 | 10 | 10 | 0.5787 | CF | EA |  |  |  | 77 | 540 16 | US | 1 |  | 0 | STND | 30 | AF | IN | IN | IN | LN | WD | HT | P |  |  | O | O | O | O
GS-07F-238AA | JP-28633 | JUSTRITE | SPILL CONTAINMENT PALLETS 4 IN-LINE W/D | JP-28633 | SPILL CONTAINMENT PALLETS 4 IN-LINE W/DRAIN JUSTRITE RECYCLED BLACK | ECOPOLYBLEND SPILL CONTROL PALLETS BY JUSTRITE FOR 4 DRUMS (SIDE BY SIDE) WITH DRAIN. SUMP CAPACITY 75 GAL/284 L; LOAD BEARING CAPACITY 5000 LBS/2268 KGS; NOMINAL OUTSIDE DIMENSIONS 97"WX25"DX9"H (IN MM: 2464X635X229); COMPLIANCE EPA, SPCC, U | ECOPOLYBLEND. FULL COMPLIANT AND QUALITY ENGINEERED WITH A ROBUST DESIGN, THEY WITHSTAND THE TOUGHEST ENVIRONMENTS AND ARE NEARLY IMPERVIOUS TO CHEMICAL ATTACK. FEATURING SEAMLESS CONSTRUCTION, OVERSIZED SUMPS | REMOVABLE SELF-LOCATING PROTECTION FROM LEAKS AND SPILLS. ALSO AVAILABLE IN YELLOW, 35% RECYCLED MATERIAL (JUSTRITE MODEL NO. 28632). INCLUDES WIDE FORKLIFT POCKETS FOR EASY RELOCATION. JUSTRITE PART # 28633. |  | 10 | 10 | 10 | 0.5787 | CF | EA |  |  |  | 77 | 540 16 | US | 1 |  | 0 | STND | 30 | AF | IN | IN | IN | LN | WD | HT | P |  |  | O | O | O | O
GS-07F-238AA | JP-28635 | JUSTRITE | SPILL CONTAINMENT PALLETS 4 DRUM SQUARE | JP-28635 | SPILL CONTAINMENT PALLETS 4 DRUM SQUARE JUSTRITE RECYCLED BLACK | ECOPOLYBLEND SPILL CONTROL PALLETS BY JUSTRITE FOR 4 DRUMS. SUMP CAPACITY 73 GAL/276 L; LOAD BEARING CAPACITY 5000 LBS/2268 KGS; NOMINAL OUTSIDE DIMENSIONS 49"WX49"DX10.25"H (IN MM: 1245X1245X260); COMPLIANCE EPA, SPCC, U, O; 100% RECYCLED | ECOPOLYBLEND. FULL COMPLIANT AND QUALITY ENGINEERED WITH A ROBUST DESIGN, THEY WITHSTAND THE TOUGHEST ENVIRONMENTS AND ARE NEARLY IMPERVIOUS TO CHEMICAL ATTACK. FEATURING SEAMLESS CONSTRUCTION, OVERSIZED SUMPS | PROTECTION FROM LEAKS AND SPILLS. ALSO AVAILABLE IN YELLOW, 35% RECYCLED MATERIAL (JUSTRITE MODEL NO. 28634). INCLUDES WIDE FORKLIFT POCKETS FOR EASY RELOCATION. JUSTRITE PART # 28635. |  | 10 | 10 | 10 | 0.5787 | CF | EA |  |  |  | 73 | 540 16 | TW | 1 |  | 0 | STND | 30 | AF | IN | IN | IN | LN | WD | HT | P |  |  | O | O | O | O
GS-07F-238AA | JP-28637 | JUSTRITE | SPILL CONTAINMENT PALLETS 4 DRUM SQUARE | JP-28637 | SPILL CONTAINMENT PALLETS 4 DRUM SQUARE W/DRAIN JUSTRITE RECYCLED BLACK | ECOPOLYBLEND SPILL CONTROL PALLETS BY JUSTRITE FOR 4 DRUMS WITH DRAIN. SUMP CAPACITY 73 GAL/276 L; LOAD BEARING CAPACITY 5000 LBS/2268 KGS; NOMINAL OUTSIDE DIMENSIONS 49"WX49"DX10.25"H (IN MM: 1245X1245X260); COMPLIANCE EPA, SPCC, U, O | ECOPOLYBLEND. FULL COMPLIANT AND QUALITY ENGINEERED WITH A ROBUST DESIGN, THEY WITHSTAND THE TOUGHEST ENVIRONMENTS AND ARE NEARLY IMPERVIOUS TO CHEMICAL ATTACK. FEATURING SEAMLESS CONSTRUCTION, OVERSIZED SUMPS | SELF-LOCATING PROTECTION FROM LEAKS AND SPILLS. ALSO AVAILABLE IN YELLOW, 35% RECYCLED MATERIAL (JUSTRITE MODEL NO. 28636). INCLUDES WIDE FORKLIFT POCKETS FOR EASY RELOCATION. JUSTRITE PART # 28637. |  | 10 | 10 | 10 | 0.5787 | CF | EA |  |  |  | 73 | 540 16 | US | 1 |  | 0 | STND | 30 | AF | IN | IN | IN | LN | WD | HT | P |  |  | O | O | O | O
GS-07F-238AA | JP-28650 | JUSTRITE | DRUM ACCUMULATION CENTER ACCESSORY YELL | JP-28650 | DRUM ACCUMULATION CENTER ACCESSORY YELLOW RAMP FOR 2 DRUM & LARGER | LOAD BEARING CAPACITY 1000 LBS/455KGS; NOMINAL OUTSIDE DIMENSIONS 48"WX33"DX6.25"H (IN MM: 1219X838X159). ACCESSORY RAMP CAN BE LOCATED ANYWHERE ON ANY 2-DRUM OR LARGER CENTER. JUSTRITE PART # 28650. |  |  |  | 10 | 10 | 10 | 0.5787 | CF | EA |  |  |  | 41 | 540 16 | US | 1 |  | 0 | STND | 30 | AF | IN | IN | IN | LN | WD | HT | P |  |  | O | O | O | O
GS-07F-238AA | JP-28653 | JUSTRITE | DRUM ACCUMULATION CENTER 1 DRUM JUSTRI | JP-28653 | DRUM ACCUMULATION CENTER 1 DRUM JUSTRITE RECYCLED BLACK | SUMP CAPACITY 12 GAL/45 L; LOAD BEARING CAPACITY 1250 LBS/567 KGS; NOMINAL OUTSIDE DIMENSIONS 25"WX25"DX5.5"H (IN MM: 1245X635X140); 100% RECYCLED POLYETHYLENE ECOPOLYBLEND. THESE HANDY PLATFORMS OFFER LEAK PROTECTION FROM DRUMS, PAILS | STURDY, REMOVABLE GRATES MAKE SUMP CLEANING EASY WHILE LOW PROFILE OFFERS CONVENIENCE WHEN LOADING/UNLOADING. VERSATILE MODULAR DESIGN ALLOWS YOU TO CUSTOMIZE YOUR WORKSPACE. | JOINING CLIPS AND SUMP-TO-SUMP DRAIN KIT PROVIDE A CONTINUOUS SUMP FOR ON-SITE COMPLIANCE WHEN NEEDED. ALSO AVAILABLE IN YELLOW, 45% RECYCLED MATERIAL (JUSTRITE MODEL NO. 28652). JUSTRITE PART # 28653. |  | 10 | 10 | 10 | 0.5787 | CF | EA |  |  |  | 16.3 | 540 16 | US | 1 |  | 0 | STND | 30 | AF | IN | IN | IN | LN | WD | HT | P |  |  | O | O | O | O
GS-07F-238AA | JP-28655 | JUSTRITE | DRUM ACCUMULATION CENTER 2 DRUM JUSTRI | JP-28655 | DRUM ACCUMULATION CENTER 2 DRUM JUSTRITE RECYCLED BLACK | SUMP CAPACITY 24 GAL/90 L; LOAD BEARING CAPACITY 2500 LBS/1134 KGS; NOMINAL OUTSIDE DIMENSIONS 49"WX25"DX5.5"H (IN MM: 1245X635X140); 100% RECYCLED POLYETHYLENE ECOPOLYBLEND. THESE HANDY PLATFORMS OFFER LEAK PROTECTION FROM DRUMS, PAILS | STURDY, REMOVABLE GRATES MAKE SUMP CLEANING EASY WHILE LOW PROFILE OFFERS CONVENIENCE WHEN LOADING/UNLOADING. VERSATILE MODULAR DESIGN ALLOWS YOU TO CUSTOMIZE YOUR WORKSPACE. | JOINING CLIPS AND SUMP-TO-SUMP DRAIN KIT PROVIDE A CONTINUOUS SUMP FOR ON-SITE COMPLIANCE WHEN NEEDED. ALSO AVAILABLE IN YELLOW, 45% RECYCLED MATERIAL (JUSTRITE MODEL NO. 28654). JUSTRITE PART # 28655. |  | 10 | 10 | 10 | 0.5787 | CF | EA |  |  |  | 31.1 | 540 16 | US | 1 |  | 0 | STND | 30 | AF | IN | IN | IN | LN | WD | HT | P |  |  | O | O | O | O
GS-07F-238AA | JP-28657 | JUSTRITE | DRUM ACCUMULATION CENTER 4 DRUM JUSTRI | JP-28657 | DRUM ACCUMULATION CENTER 4 DRUM JUSTRITE RECYCLED BLACK | SUMP CAPACITY 49 GAL/185 L; LOAD BEARING CAPACITY 5000 LBS/2268 KGS; NOMINAL OUTSIDE DIMENSIONS 49"WX49"DX5.5"H (IN MM: 1245X1245X140); 100% RECYCLED POLYETHYLENE ECOPOLYBLEND. THESE HANDY PLATFORMS OFFER LEAK PROTECTION FROM DRUMS, PAILS | STURDY, REMOVABLE GRATES MAKE SUMP CLEANING EASY WHILE LOW PROFILE OFFERS CONVENIENCE WHEN LOADING/UNLOADING. VERSATILE MODULAR DESIGN ALLOWS YOU TO CUSTOMIZE YOUR WORKSPACE. | JOINING CLIPS AND SUMP-TO-SUMP DRAIN KIT PROVIDE A CONTINUOUS SUMP FOR ON-SITE COMPLIANCE WHEN NEEDED. ALSO AVAILABLE IN YELLOW, 45% RECYCLED MATERIAL (JUSTRITE MODEL NO. 28656). JUSTRITE PART # 28657. |  | 10 | 10 | 10 | 0.5787 | CF | EA |  |  |  | 59.2 | 540 16 | US | 1 |  | 0 | STND | 30 | AF | IN | IN | IN | LN | WD | HT | P |  |  | O | O | O | O
GS-07F-238AA | JP-28659 | JUSTRITE | DRUM ACCUMULATION CENTER 6 DRUM JUSTRI | JP-28659 | DRUM ACCUMULATION CENTER 6 DRUM JUSTRITE RECYCLED BLACK | SUMP CAPACITY 73 GAL/276 L; LOAD BEARING CAPACITY 7500 LBS/3402 KGS; NOMINAL OUTSIDE DIMENSIONS 73"WX49"DX5.5"H (IN MM: 1854X1245X140); 100% RECYCLED POLYETHYLENE ECOPOLYBLEND. THESE HANDY PLATFORMS OFFER LEAK PROTECTION FROM DRUMS, PAILS | STURDY, REMOVABLE GRATES MAKE SUMP CLEANING EASY WHILE LOW PROFILE OFFERS CONVENIENCE WHEN LOADING/UNLOADING. VERSATILE MODULAR DESIGN ALLOWS YOU TO CUSTOMIZE YOUR WORKSPACE. | JOINING CLIPS AND SUMP-TO-SUMP DRAIN KIT PROVIDE A CONTINUOUS SUMP FOR ON-SITE COMPLIANCE WHEN NEEDED. ALSO AVAILABLE IN YELLOW, 45% RECYCLED MATERIAL (JUSTRITE MODEL NO. 28658). JUSTRITE PART # 28659. |  | 10 | 10 | 10 | 0.5787 | CF | EA |  |  |  | 88.3 | 540 16 | US | 1 |  | 0 | STND | 30 | AF | IN | IN | IN | LN | WD | HT | P |  |  | O | O | O | O
GS-07F-238AA | JP-28661 | JUSTRITE | DRUM ACCUMULATION CENTER 8 DRUM JUSTRI | JP-28661 | DRUM ACCUMULATION CENTER 8 DRUM JUSTRITE RECYCLED BLACK | SUMP CAPACITY 98 GAL/371 L; LOAD BEARING CAPACITY 10000 LBS/4536 KGS; NOMINAL OUTSIDE DIMENSIONS 97"WX49"DX5.5"H (IN MM: 2464X1245X140); 100% RECYCLED POLYETHYLENE ECOPOLYBLEND. THESE HANDY PLATFORMS OFFER LEAK PROTECTION FROM DRUMS, PAILS | STURDY, REMOVABLE GRATES MAKE SUMP CLEANING EASY WHILE LOW PROFILE OFFERS CONVENIENCE WHEN LOADING/UNLOADING. VERSATILE MODULAR DESIGN ALLOWS YOU TO CUSTOMIZE YOUR WORKSPACE. | JOINING CLIPS AND SUMP-TO-SUMP DRAIN KIT PROVIDE A CONTINUOUS SUMP FOR ON-SITE COMPLIANCE WHEN NEEDED. ALSO AVAILABLE IN YELLOW, 45% RECYCLED MATERIAL (JUSTRITE MODEL NO. 28660). JUSTRITE PART # 28661. |  | 10 | 10 | 10 | 0.5787 | CF | EA |  |  |  | 122 | 540 16 | US | 1 |  | 0 | STND | 30 | AF | IN | IN | IN | LN | WD | HT | P |  |  | O | O | O | O
GS-07F-238AA | JP-28667 | JUSTRITE | DRUM STACKING SYSTEM BASE | JP-28667 | JUSTRITE 28667 DRUM STACKING SYSTEM BASE 2 DRUMS BLACK | JUSTRITE 2-DRUM BASE 28667 SHOWN WITH OPTIONAL STACKING MODULE AND SHELF. THIS MODULAR SYSTEM BASE HAS A 66 Gallon Sump CAPACITY. PART OF A COMPLETE DRUM MANAGEMENT SYSTEM THAT COMBINES EFFICIENT STORAGE, POSITIVE SPILL CONTROL | FOR 30- OR 55-GALLON (110 OR 200 L) DRUMS. IT'S TWICE AS GOOD FOR THE ENVIRONMENT - EXCEEDS EPA REGULATIONS AND ECO FRIENDLY BLACK MODULES ARE MADE FROM 100% RECYCLED POLYETHYLENE THAT RESISTS CORROSION AND STANDS UP TO INDUSTRIAL USE. | DRUM LOCK CHANNELS HOLD DRUMS IN PLACE. BASE MODULE WITH OVERSIZED SUMP IS IDEAL FOR TWO-DRUM STORAGE. OPTIONAL STACK MODULE JP-28669 DOUBLES CAPACITY AND INCLUDES NYLON STRAPPING FOR SAFETY. OPTIONAL DISPENSING SHELF JP-28671 |  | 10 | 10 | 10 | 0.5787 | CF | EA |  |  |  | 138 | 540 16 | US | 1 |  | 0 | STND | 30 | AF | IN | IN | IN | LN | WD | HT | P |  |  | O | O | O | O
GS-07F-238AA | JP-28669 | JUSTRITE | 2 DRUM SHELF FOR STACKING SYSTEM | JP-28669 | JUSTRITE 28669 STACKER SHELF FOR STACKING SYSTEM 2 DRUM BLACK | THIS DRUM STACK MODULE DOUBLES SYSTEM CAPACITY OF THE JUSTRITE DRUM DISPENSING STATION (MODEL JP-28667) BY ALLOWING YOU TO ADD TWO ADDITIONAL DRUMS. LOAD CAPACITY IS 1,500 POUNDS. WHEN STORING BOTH 55- AND 30 GALLON DRUMS THE SMALLER DRUMS | PLACED ON TOP, IN THIS STACK MODULE. DO NOT MIX LOWER DRUM SIZES WHEN DOUBLE STACKING. INCLUDES NYLON STRAPPING FOR SAFETY. SHOWN BELOW WITH BASE AND DISPENSING SHELF, BOTH SOLD SEPARATELY. JUSTRITE PART # 28669. |  |  | 10 | 10 | 10 | 0.5787 | CF | EA |  |  |  | 70 | 540 16 | US | 1 |  | 0 | STND | 30 | AF | IN | IN | IN | LN | WD | HT | P |  |  | O | O | O | O
GS-07F-238AA | JP-28671 | JUSTRITE | DRUM DISPENSING SHELF | JP-28671 | DRUM DISPENSING SHELF | THIS DRUM DISPENSING SHELF ATTACHES TO THE UPPER PORTION OF THE JUSTRITE DRUM STACKING SYSTEM (JP-28669). BOTH ITEMS ARE ACCESSORIES TO THE BASE MODULE (JP-28667). JUSTRITE PART # 28671. |  |  |  | 12 | 12 | 15 | 1.25 | CF | EA |  |  |  | 12 | 540 16 | US | 1 |  | 0 | STND | 30 | AF | IN | IN | IN | LN | WD | HT | P |  |  | O | O | O | O
GS-07F-238AA | JP-28681 | JUSTRITE | JUSTRITE GATOR POLY SPILL CONTRO | JP-28681 | JUSTRITE POLY SPILL CONTROL FUNNEL FOR FLAMMABLES RECYCLED | COLLECT LIQUIDS THE GREEN WAY WITH THESE HANDY FUNNELS MADE FROM 100% RECYCLED POLYETHYLENE. ECO-FRIENDLY SPILL CONTROL FUNNEL FITS ALL CLOSED HEAD 30 AND 55-GAL (110L 200L) DRUMS. LOW-PROFILE, WIDE-DIAMETER OPENING | EASY POURING. SCALLOPED, SLOPING DESIGN MINIMIZES SPLASH AND PREVENTS CONTAINERS FROM RESTING IN THEIR OWN LIQUIDS. LARGE FLAT WELL AT THE THROAT OF FUNNEL ALLOWS FOR PASSIVE DRAINING OF PAINT CANS, FILTERS, BUCKETS AND OTHER CONTAINERS. | HOOK MAKES A CONVENIENT WAY TO STORE OPTIONAL FUNNEL COVER. FUNNEL FOR FLAMMABLES INCLUDES A DRUM FILL VENT WITH 6" (152MM) PERFORATED BRASS FLAME ARRESTER. |  | 12 | 12 | 15 | 1.25 | CF | EA |  |  |  | 7 | 540 16 | US | 1 |  | 0 | STND | 30 | AF | IN | IN | IN | LN | WD | HT | P |  |  | O | O | O | O
GS-07F-238AA | JP-28926 | JUSTRITE | DRUM ACCUMULATION CENTER ACCESSORY JOIN | JP-28926 | DRUM ACCUMULATION CENTER ACCESSORY JOINING CLIPS | COMBINE DRUM MODULAR UNITS TO CREATE YOUR OWN CUSTOMIZED SYSTEM. AS CAPACITY NEEDS INCREASE, USE THESE JOINING CLIPS TO FIRMLY LOCK UNITS TOGETHER AND EXPAND YOUR STORAGE SPACE. SUMPS REMAIN SEPARATE AND CLIPS CAN BE REMOVED FOR EASY REPOSITIONING. | NOMINAL OUTSIDE DIMENSIONS 4"X2" (102X51); ONE PAIR, STAINLESS STEEL. PROVIDES A CONTINUOUS SUMP FOR ON-SITE COMPLIANCE WHEN NEEDED. JUSTRITE PART # 28926. |  |  | 12 | 12 | 12 | 1 | CF | EA |  |  |  | 2 | 540 16 | US | 1 |  | 0 | STND | 30 | AF | IN | IN | IN | LN | WD | HT | P |  |  | O | O | O | O
GS-07F-238AA | JP-28927 | JUSTRITE | SUMP TO SUMP DRAIN KIT FOR DRUM ACCUMULA | JP-28927 | SUMP TO SUMP DRAIN KIT FOR DRUM ACCUMULATION CENTERS | IN APPLICATIONS CALLING FOR A CONTINUOUS SUMP, OPTIONAL SUMP-TO-SUMP DRAIN KIT ALLOWS YOU TO JOIN CENTERS TOGETHER, ON-SITE, FOR FULL COMPLIANCE WITH EPA AND UFC REGULATIONS WHEN COMBINED SUMP CAPACITIES MEET 66 GALLONS. | PAIR STAINLESS STEEL JOINING CLIPS, ONE PAIR RUBBER GROMMETS, AND ONE PTFE TRANSFER TUBE. PROVIDES A CONTINUOUS SUMP FOR ON-SITE COMPLIANCE WHEN NEEDED. JUSTRITE PART # 28927. |  |  | 12 | 12 | 17 | 1.4167 | CF | EA |  |  |  | 1.2 | 540 16 | US | 1 |  | 0 | STND | 30 | AF | IN | IN | IN | LN | WD | HT | P |  |  | O | O | O | O
GS-07F-238AA | JP-29127B | JUSTRITE | TOUCH UP PAINT FOR JUSTRITE SAFETY CABIN | JP-29127B | TOUCH UP PAINT FOR JUSTRITE SAFETY CABINETS CHOOSE COLOR | TOUCH UP PAINT FOR BLUE JUSTRITE SAFETY CABINETS. JUSTRITE PART # 29127B. |  |  |  | 12 | 12 | 17 | 1.4167 | CF | EA |  |  |  | 1 | 540 16 | US | 1 |  | 0 | STND | 30 | AF | IN | IN | IN | LN | WD | HT | P |  |  | O | O | O | O
GS-07F-238AA | JP-29884B | JUSTRITE | 45GAL HIGH SECURITY ACID SAFETY CABINET | JP-29884B | 45 GALLON HIGH SECURITY ACID SAFETY CABINET BLUE MANUAL JUSTRITE | 45 GAL HIGH SECURITY ACID CABINET, MANUAL CLOSE WITH 2 SHELVES. SAFELY STORE AND PROTECT COSTLY FUELS OR CHEMICALS FROM TAMPERING OR THEFT. SECURITY SYSTEM INCLUDES. 25"X2" STEEL BAR STOCK, HIGH VISIBILITY BARRIER BAR SECURED ACROSS BOTH DOORS | CROSSBAR IS FIRMLY SUPPORTED BY TWO BRACKETS WELDED ACROSS THE FRONT OF THE CABINET DOORS AND INTERLOCKS ONTO TWO SIDEWALL BRACKETS. PADLOCK LUGS ON CROSSBAR AND SIDE BAR CHANNEL ARE LOCATED ON EACH SIDE OF THE CABINET | ACCEPTS NO. 5 MASTER LOCKS. SET OF TWO KEYED-ALIKE LOCKS ARE SOLD SEPARATELY. LOCKABLE DOORS WITH SURE-GRIP HANDLE ARE DESIGNED WITH A THREE-POINT LATCH FOR AN EXTRA MEASURE OF SECURITY. MANUAL CLOSING DOOR STYLE SELF-LATCHES |  | 13 | 13 | 18 | 1.7604 | CF | EA |  |  |  | 309 | 540 16 | US | 1 |  | 0 | STND | 30 | AF | IN | IN | IN | LN | WD | HT | P |  |  | O | O | O | O
GS-07F-238AA | JP-29884P | JUSTRITE | 45 GAL HIGH SECURITY PESTICIDE STORAG | JP-29884P | 45 GALLON HIGH SECURITY PESTICIDE STORAGE CABINET GREEN MANUAL JUSTRITE | SAFELY STORE AND PROTECT COSTLY FUELS OR CHEMICALS FROM TAMPERING OR THEFT. SECURITY SYSTEM INCLUDES. 25"X2" STEEL BAR STOCK, HIGH VISIBILITY BARRIER BAR SECURED ACROSS BOTH DOORS TO DETER PRYING. CROSSBAR IS FIRMLY SUPPORTED BY TWO BRACKETS WELDED | ACROSS THE FRONT OF THE CABINET DOORS AND INTERLOCKS ONTO TWO SIDEWALL BRACKETS. PADLOCK LUGS ON CROSSBAR AND SIDE BAR CHANNEL ARE LOCATED ON EACH SIDE OF THE CABINET, PROVIDE DOUBLE LAYERED STEEL STRENGTH AND ACCEPT NO. 5 MASTER LOCKS. | LOCKS ARE SOLD SEPARATELY. LOCKABLE DOORS WITH SURE-GRIP HANDLE ARE DESIGNED WITH A THREE-POINT LATCH FOR AN EXTRA MEASURE OF SECURITY. MANUAL CLOSING DOOR STYLE SELF-LATCHES FOR MAXIMUM PROTECTION UNDER FIRE CONDITIONS. HIGH VISIBILITY |  | 13 | 13 | 18 | 1.7604 | CF | EA |  |  |  | 309 | 540 16 | US | 1 |  | 0 | STND | 30 | AF | IN | IN | IN | LN | WD | HT | P |  |  | O | O | O | O
GS-07F-238AA | JP-29884R | JUSTRITE | 45 GAL HIGH SECURITY FLAMMABLE SAFETY | JP-29884R | 45 GALLON HIGH SECURITY FLAMMABLE SAFETY CABINET RED MANUAL JUSTRITE | 65"H X43"WX18"D. SAFELY STORE AND PROTECT COSTLY FUELS OR CHEMICALS FROM TAMPERING OR THEFT. SECURITY SYSTEM INCLUDES. 25"X2" STEEL BAR STOCK, HIGH VISIBILITY BARRIER BAR SECURED ACROSS BOTH DOORS TO DETER PRYING. CROSSBAR IS FIRMLY SUPPORTED | TWO BRACKETS WELDED ACROSS THE FRONT OF THE CABINET DOORS AND INTERLOCKS ONTO TWO SIDEWALL BRACKETS. PADLOCK LUGS ON CROSSBAR AND SIDE BAR CHANNEL ARE LOCATED ON EACH SIDE OF THE CABINET, PROVIDE DOUBLE LAYERED STEEL STRENGTH AND ACCEPT NO. 5 LOCK | SET OF TWO KEYED-ALIKE LOCKS ARE SOLD SEPARATELY. LOCKABLE DOORS WITH SURE-GRIP HANDLE ARE DESIGNED WITH A THREE-POINT LATCH FOR AN EXTRA MEASURE OF SECURITY. MANUAL CLOSING DOOR STYLE SELF-LATCHES FOR MAXIMUM PROTECTION UNDER FIRE |  | 14 | 14 | 20 | 2.2685 | CF | EA |  |  |  | 309 | 540 16 | US | 1 |  | 0 | STND | 30 | AF | IN | IN | IN | LN | WD | HT | P |  |  | O | O | O | O
GS-07F-238AA | JP-29884Y | JUSTRITE | 45 GAL HIGH SECURITY FLAMMABLE SAFETY | JP-29884Y | 45 GALLON HIGH SECURITY FLAMMABLE SAFETY CABINET YELLOW MANUAL JUSTRITE | 65"H X43"WX18"D. SAFELY STORE AND PROTECT COSTLY FUELS OR CHEMICALS FROM TAMPERING OR THEFT. SECURITY SYSTEM INCLUDES. 25"X2" STEEL BAR STOCK, HIGH VISIBILITY BARRIER BAR SECURED ACROSS BOTH DOORS TO DETER PRYING. CROSSBAR IS FIRMLY SUPPORTED | BY TWO BRACKETS WELDED ACROSS THE FRONT OF THE CABINET DOORS AND INTERLOCKS ONTO TWO SIDEWALL BRACKETS. PADLOCK LUGS ON CROSSBAR AND SIDE BAR CHANNEL ARE LOCATED ON EACH SIDE OF THE CABINET, PROVIDE DOUBLE LAYERED STEEL STRENGTH AND ACCEPT NO. 5 MAST | SET OF TWO KEYED-ALIKE LOCKS ARE SOLD SEPARATELY. LOCKABLE DOORS WITH SURE-GRIP HANDLE ARE DESIGNED WITH A THREE-POINT LATCH FOR AN EXTRA MEASURE OF SECURITY. MANUAL CLOSING DOOR STYLE SELF-LATCHES FOR MAXIMUM PROTECTION UNDER FIRE |  | 14 | 14 | 20 | 2.2685 | CF | EA |  |  |  | 309 | 540 16 | US | 1 |  | 0 | STND | 30 | AF | IN | IN | IN | LN | WD | HT | P |  |  | O | O | O | O
GS-07F-238AA | JP-29935 | JUSTRITE | SPILL SLOPE SHELF GALVANIZED STEEL FOR | JP-29935 | SPILL SLOPE SHELF GALVANIZED STEEL FOR 4 GALLON JUSTRITE CABINETS | SPILL SLOPE SHELF, GALVANIZED STEEL FOR 4 GALLON JUSTRITE CABINETS. CABINET ACCESSORIES OFFER AN OPPORTUNITY TO EXPAND STORAGE AND ADD NEW CONVENIENCE TO EXISTING CABINETS - OR CUSTOMIZE YOUR NEW CABINET WITH ADDITIONAL SHELVES. | FLOW NEEDS. GALVANIZED STEEL SHELVES HOLD UP TO 350 LBS. AND ADJUST ON 2.25" INCREMENTS FOR VERSATILE STORAGE. THEY CAN BE USED ON BOTH LEVER STYLE HANDLE CABINETS AND SURE-GRIP STYLE CABINETS. DIMENSIONS: 13.375"LX13"D. JUSTRITE PART # 29935. |  |  | 6 | 5 | 5 | 0.0868 | CF | EA |  |  |  | 3.8 | 540 16 | TW | 1 |  | 0 | STND | 30 | AF | IN | IN | IN | LN | WD | HT | P |  |  | O | O | O | O
GS-07F-238AA | JP-29936 | JUSTRITE | SPILL SLOPE SHELF GALVANIZED STEEL FOR | JP-29936 | SPILL SLOPE SHELF GALVANIZED STEEL FOR 12 15 22 GALLON JUSTRITE CABINETS | SPILL SLOPE SHELF, GALVANIZED STEEL FOR 12, 15, 22 GALLON JUSTRITE CABINETS. CABINET ACCESSORIES OFFER AN OPPORTUNITY TO EXPAND STORAGE AND ADD NEW CONVENIENCE TO EXISTING CABINETS - OR CUSTOMIZE YOUR NEW CABINET WITH ADDITIONAL SHELVES. | GALVANIZED STEEL SHELVES HOLD UP TO 350 LBS. AND ADJUST ON 2.25" INCREMENTS FOR VERSATILE STORAGE. THEY CAN BE USED ON BOTH LEVER STYLE HANDLE CABINETS AND SURE-GRIP STYLE CABINETS. DIMENSIONS: 19.625"L X14"D. |  |  | 10 | 6 | 6 | 0.2083 | CF | EA |  |  |  | 6 | 540 16 | US | 1 |  | 0 | STND | 30 | AF | IN | IN | IN | LN | WD | HT | P |  |  | O | O | O | O
GS-07F-238AA | JP-29937 | JUSTRITE | SPILL SLOPE SHELF GALVANIZED STEEL FOR | JP-29937 | SPILL SLOPE SHELF GALVANIZED STEEL FOR 2 DOOR 30 40 45 GALLON JUSTRITE CABINETS | SPILL SLOPE SHELF, GALVANIZED STEEL FOR 17 GALLON PIGGYBACK STYLE CABINETS. DIMENSIONS: 39.375"LX14"D. JUSTRITE PART # 29937. |  |  |  | 8 | 8 | 9 | 0.3333 | CF | EA |  |  |  | 10 | 540 16 | TW | 1 |  | 0 | STND | 30 | AF | IN | IN | IN | LN | WD | HT | P |  |  | O | O | O | O
GS-07F-238AA | JP-29938 | JUSTRITE | SPILL SLOPE SHELF GALVANIZED STEEL FOR | JP-29938 | SPILL SLOPE SHELF GALVANIZED STEEL FOR 20 GALLON JUSTRITE WALL MOUNT CABINETS | SPILL SLOPE SHELF, GALVANIZED STEEL FOR 20 GALLON JUSTRITE WALL MOUNT CABINETS. CABINET ACCESSORIES OFFER AN OPPORTUNITY TO EXPAND STORAGE AND ADD NEW CONVENIENCE TO EXISTING CABINETS - OR CUSTOMIZE YOUR NEW CABINET WITH ADDITIONAL SHELVES. | GALVANIZED STEEL SHELVES HOLD UP TO 350 LBS. AND ADJUST ON 2.25" INCREMENTS FOR VERSATILE STORAGE. THEY CAN BE USED ON BOTH LEVER STYLE HANDLE CABINETS AND SURE-GRIP STYLE CABINETS. DIMENSIONS: 39.375"LX8.625"D. |  |  | 10 | 10 | 10 | 0.5787 | CF | EA |  |  |  | 7 | 540 16 | TW | 1 |  | 0 | STND | 30 | AF | IN | IN | IN | LN | WD | HT | P |  |  | O | O | O | O
GS-07F-238AA | JP-29939 | JUSTRITE | SPILL SLOPE SHELF GALVANIZED STEEL FOR | JP-29939 | SPILL SLOPE SHELF GALVANIZED STEEL FOR 22 GALLON JUSTRITE UNDER COUNTER CABINETS | SPILL SLOPE SHELF, GALVANIZED STEEL FOR 22 GALLON JUSTRITE UNDER COUNTER CABINETS. CABINET ACCESSORIES OFFER AN OPPORTUNITY TO EXPAND STORAGE AND ADD NEW CONVENIENCE TO EXISTING CABINETS - OR CUSTOMIZE YOUR NEW CABINET WITH ADDITIONAL SHELVES. | GALVANIZED STEEL SHELVES HOLD UP TO 350 LBS. AND ADJUST ON 2.25" INCREMENTS FOR VERSATILE STORAGE. THEY CAN BE USED ON BOTH LEVER STYLE HANDLE CABINETS AND SURE-GRIP STYLE CABINETS. DIMENSIONS: 31.56"LX18"D. |  |  | 6 | 7 | 7 | 0.1701 | CF | EA |  |  |  | 10 | 540 16 | US | 1 |  | 0 | STND | 30 | AF | IN | IN | IN | LN | WD | HT | P |  |  | O | O | O | O
GS-07F-238AA | JP-29941 | JUSTRITE | SPILL SLOPE SHELF GALVANIZED STEEL FOR | JP-29941 | SPILL SLOPE SHELF GALVANIZED STEEL FOR 54 GALLON JUSTRITE DEEP SLIMLINE CABINETS | SPILL SLOPE SHELF, GALVANIZED STEEL FOR 54 GALLON JUSTRITE DEEP SLIMLINE CABINETS. CABINET ACCESSORIES OFFER AN OPPORTUNITY TO EXPAND STORAGE AND ADD NEW CONVENIENCE TO EXISTING CABINETS - OR CUSTOMIZE YOUR NEW CABINET WITH ADDITIONAL SHELVES. | GALVANIZED STEEL SHELVES HOLD UP TO 350 LBS. AND ADJUST ON 2.25" INCREMENTS FOR VERSATILE STORAGE. THEY CAN BE USED ON BOTH LEVER STYLE HANDLE CABINETS AND SURE-GRIP STYLE CABINETS. DIMENSIONS: 19.625"LX29"D |  |  | 2 | 15 | 15 | 0.2604 | CF | EA |  |  |  | 11 | 540 16 | US | 1 |  | 0 | STND | 30 | AF | IN | IN | IN | LN | WD | HT | P |  |  | O | O | O | O
GS-07F-238AA | JP-29942 | JUSTRITE | SPILL SLOPE SHELF GALVANIZED STEEL FOR | JP-29942 | SPILL SLOPE SHELF GALVANIZED STEEL FOR 30 GALLON JUSTRITE SHORT CABINETS | SPILL SLOPE SHELF, GALVANIZED STEEL FOR 30 GALLON JUSTRITE SHORT CABINETS. CABINET ACCESSORIES OFFER AN OPPORTUNITY TO EXPAND STORAGE AND ADD NEW CONVENIENCE TO EXISTING CABINETS - OR CUSTOMIZE YOUR NEW CABINET WITH ADDITIONAL SHELVES. | GALVANIZED STEEL SHELVES HOLD UP TO 350 LBS. AND ADJUST ON 2.25" INCREMENTS FOR VERSATILE STORAGE. THEY CAN BE USED ON BOTH LEVER STYLE HANDLE CABINETS AND SURE-GRIP STYLE CABINETS. DIMENSIONS: 32.375"LX20"D |  |  | 8 | 8 | 9 | 0.3333 | CF | EA |  |  |  | 12 | 540 16 | US | 1 |  | 0 | STND | 30 | AF | IN | IN | IN | LN | WD | HT | P |  |  | O | O | O | O
GS-07F-238AA | JP-29943 | JUSTRITE | SLOPED DISPENSING SHELF GALVANIZED STEE | JP-29943 | SLOPED DISPENSING SHELF GALVANIZED STEEL FOR 30 45 GALLON JUSTRITE CABINETS | GALVANIZED STEEL SLOPED DISPENSING SHELF FOR 30, 45 GALLON JUSTRITE CABINETS. CABINET ACCESSORIES OFFER AN OPPORTUNITY TO EXPAND STORAGE AND ADD NEW CONVENIENCE TO EXISTING CABINETS - OR CUSTOMIZE YOUR NEW CABINET WITH ADDITIONAL SHELVES. | GALVANIZED STEEL SHELVES HOLD UP TO 350 LBS. AND ADJUST ON 2.25" INCREMENTS FOR VERSATILE STORAGE. THEY CAN BE USED ON BOTH LEVER STYLE HANDLE CABINETS AND SURE-GRIP STYLE CABINETS. DIMENSIONS: 39.375"LX11"D |  |  | 10 | 10 | 5 | 0.2894 | CF | EA |  |  |  | 9.8 | 540 16 | TW | 1 |  | 0 | STND | 30 | AF | IN | IN | IN | LN | WD | HT | P |  |  | O | O | O | O
GS-07F-238AA | JP-29944 | JUSTRITE | SPILL SLOPE SHELF GALVANIZED STEEL FOR | JP-29944 | SPILL SLOPE SHELF GALVANIZED STEEL FOR 60 GALLON 2-DOOR JUSTRITE CABINETS | SPILL SLOPE SHELF, GALVANIZED STEEL FOR 60 GALLON 2-DOOR JUSTRITE CABINETS. CABINET ACCESSORIES OFFER AN OPPORTUNITY TO EXPAND STORAGE AND ADD NEW CONVENIENCE TO EXISTING CABINETS - OR CUSTOMIZE YOUR NEW CABINET WITH ADDITIONAL SHELVES. | GALVANIZED STEEL SHELVES HOLD UP TO 350 LBS. AND ADJUST ON 2.25" INCREMENTS FOR VERSATILE STORAGE. THEY CAN BE USED ON BOTH LEVER STYLE HANDLE CABINETS AND SURE-GRIP STYLE CABINETS. DIMENSIONS: 30.375"LX29"D. |  |  | 11 | 8 | 8 | 0.4074 | CF | EA |  |  |  | 16 | 540 16 | TW | 1 |  | 0 | STND | 30 | AF | IN | IN | IN | LN | WD | HT | P |  |  | O | O | O | O
GS-07F-238AA | JP-29945 | JUSTRITE | SPILL SLOPE SHELF GALVANIZED STEEL FOR | JP-29945 | SPILL SLOPE SHELF GALVANIZED STEEL FOR 90 GALLON JUSTRITE CABINETS | SPILL SLOPE SHELF, GALVANIZED STEEL FOR 90 GALLON JUSTRITE CABINETS. CABINET ACCESSORIES OFFER AN OPPORTUNITY TO EXPAND STORAGE AND ADD NEW CONVENIENCE TO EXISTING CABINETS - OR CUSTOMIZE YOUR NEW CABINET WITH ADDITIONAL SHELVES. | FLOW NEEDS. GALVANIZED STEEL SHELVES HOLD UP TO 350 LBS. AND ADJUST ON 2.25" INCREMENTS FOR VERSATILE STORAGE. THEY CAN BE USED ON BOTH LEVER STYLE HANDLE CABINETS AND SURE-GRIP STYLE CABINETS. DIMENSIONS: 39.375"LX20"D. JUSTRITE PART # 29945. |  |  | 6 | 11 | 11 | 0.4201 | CF | EA |  |  |  | 20.5 | 540 16 | TW | 1 |  | 0 | STND | 30 | AF | IN | IN | IN | LN | WD | HT | P |  |  | O | O | O | O
GS-07F-238AA | JP-29947 | JUSTRITE | STEEL HALF-DEPTH SHELF FOR JUSTRITE FOR | JP-29947 | STEEL HALF-DEPTH SHELF FOR JUSTRITE FOR DOUBLE 55 GALLON VERTICAL DRUM CABINETS | GALVANIZED STEEL SHELVES HOLD UP TO 350 LBS. AND ADJUST ON 2.25" INCREMENTS FOR VERSATILE STORAGE. THEY CAN BE USED ON BOTH LEVER STYLE HANDLE CABINETS AND SURE-GRIP STYLE CABINETS. DIMENSIONS: 55.375"LX14"D. JUSTRITE PART # 29947. |  |  |  | 6 | 11 | 11 | 0.4201 | CF | EA |  |  |  | 17.5 | 540 16 | US | 1 |  | 0 | STND | 30 | AF | IN | IN | IN | LN | WD | HT | P |  |  | O | O | O | O
GS-07F-238AA | JP-29950 | JUSTRITE | SPILL SLOPE SHELF FOR 13 15 GAL JUST | JP-29950 | SPILL SLOPE SHELF FOR 13 15 GALLON JUSTRITE CENTURA CABINETS | SPILL SLOPE SHELF FOR 13, 15 GALLON JUSTRITE CENTURA CABINETS. DIMENSIONS: 20.125"LX18"D. JUSTRITE PART # 29950. |  |  |  | 5 | 10 | 10 | 0.2894 | CF | EA |  |  |  | 12 | 540 16 | US | 1 |  | 0 | STND | 30 | AF | IN | IN | IN | LN | WD | HT | P |  |  | O | O | O | O
GS-07F-238AA | JP-29951 | JUSTRITE | SPILL SLOPE SHELF FOR 17 19 GAL JUST | JP-29951 | SPILL SLOPE SHELF FOR 17 19 GALLON JUSTRITE CENTURA CABINETS | SPILL SLOPE SHELF FOR 17, 19 GALLON JUSTRITE CENTURA CABINETS. DIMENSIONS: 26.125"LX18"D. JUSTRITE PART # 29951. |  |  |  | 9 | 11 | 11 | 0.6302 | CF | EA |  |  |  | 13 | 540 16 | US | 1 |  | 0 | STND | 30 | AF | IN | IN | IN | LN | WD | HT | P |  |  | O | O | O | O
GS-07F-238AA | JP-29953 | JUSTRITE | SPILL SLOPE SHELF FOR 27 31 GAL JUST | JP-29953 | SPILL SLOPE SHELF FOR 27 31 GALLON JUSTRITE CENTURA CABINETS | SPILL SLOPE SHELF FOR 27, 31 GALLON JUSTRITE CENTURA CABINETS. DIMENSIONS: 44.333"LX18"W. JUSTRITE PART # 29953. |  |  |  | 11 | 13 | 13 | 1.0758 | CF | EA |  |  |  | 16 | 540 16 | US | 1 |  | 0 | STND | 30 | AF | IN | IN | IN | LN | WD | HT | P |  |  | O | O | O | O
GS-07F-238AA | JP-29957 | JUSTRITE | SPILL SLOPE SHELF FOR 30 45 GAL JUST | JP-29957 | SPILL SLOPE SHELF FOR 30 45 GALLON JUSTRITE CHEMCOR CABINETS | SPILL SLOP SHELF FOR 30, 45 GAL JUSTRITE CHEMCOR CABINETS. JUSTRITE PART # 29957. |  |  |  | 8 | 16 | 16 | 1.1852 | CF | EA |  |  |  | 9 | 540 16 | US | 1 |  | 0 | STND | 30 | AF | IN | IN | IN | LN | WD | HT | P |  |  | O | O | O | O
GS-07F-238AA | JP-29958 | JUSTRITE | SPILL SLOPE SHELF, POLY TRAY FOR 30 | JP-29958 | SPILL SLOPE SHELF, POLY TRAY FOR 30 45 GALLON JUSTRITE CABINETS | SPILL SLOP SHELF WITH POLY TRAY FOR 30, 45 GAL JUSTRITE CABINETS. DIMENSIONS: 38.75"LX13.5"W. JUSTRITE PART # 29958. |  |  |  | 13 | 12 | 12 | 1.0833 | CF | EA |  |  |  | 11 | 540 16 | TW | 1 |  | 0 | STND | 30 | AF | IN | IN | IN | LN | WD | HT | P |  |  | O | O | O | O
GS-07F-238AA | JP-29959 | JUSTRITE | SPILL SLOPE SHELF, POLY TRAY FOR 12 | JP-29959 | SPILL SLOPE SHELF, POLY TRAY FOR 12 15 GALLON JUSTRITE CABINETS | SPILL SLOP SHELF WITH POLY TRAY FOR 12, 15 GAL JUSTRITE CABINETS. JUSTRITE PART # 29959. |  |  |  | 18 | 12 | 12 | 1.5 | CF | EA |  |  |  | 9 | 540 16 | US | 1 |  | 0 | STND | 30 | AF | IN | IN | IN | LN | WD | HT | P |  |  | O | O | O | O
GS-07F-238AA | JP-29961 | JUSTRITE | POLY SHELF TRAY FOR 60 GAL CABINETS | JP-29961 | POLY SHELF TRAY FOR 60 GALLON CABINETS | POLY SHELF LINERS OFFER ADDITIONAL PROTECTION AND HAVE A SLIGHTLY RAISED CURVED EDGE TO CONTAIN SPILLS. THEY ALSO ARE USED IN THE BOTTOM SILL AREA TO CATCH INCIDENTAL SPILLS AND LEAKS. DIMENSIONS: 29.75"LX29.5"D. JUSTRITE PART # 29961. |  |  |  | 14 | 5 | 5 | 0.2025 | CF | EA |  |  |  | 4.6 | 540 16 | US | 1 |  | 0 | STND | 30 | AF | IN | IN | IN | LN | WD | HT | P |  |  | O | O | O | O
GS-07F-238AA | JP-29962 | JUSTRITE | POLY SHELF TRAY FOR 30 & 45 CABINETS AND | JP-29962 | POLY SHELF TRAY FOR 30 & 45 CABINETS AND 12 & 17 GALLON PIGGYBACK CABINETS | POLY SHELF LINERS OFFER ADDITIONAL PROTECTION AND HAVE A SLIGHTLY RAISED CURVED EDGE TO CONTAIN SPILLS. THEY ALSO ARE USED IN THE BOTTOM SILL AREA TO CATCH INCIDENTAL SPILLS AND LEAKS. DIMENSIONS: 38.75"LX13.5"D. JUSTRITE PART # 29962. |  |  |  | 10 | 8 | 8 | 0.3704 | CF | EA |  |  |  | 3 | 540 16 | US | 1 |  | 0 | STND | 30 | AF | IN | IN | IN | LN | WD | HT | P |  |  | O | O | O | O
GS-07F-238AA | JP-29965 | JUSTRITE | POLY SHELF TRAY FOR 20 22 & 23 GAL C | JP-29965 | POLY SHELF TRAY FOR 20 22 & 23 GALLON CABINETS | POLY SHELF LINERS OFFER ADDITIONAL PROTECTION AND HAVE A SLIGHTLY RAISED CURVED EDGE TO CONTAIN SPILLS. THEY ALSO ARE USED IN THE BOTTOM SILL AREA TO CATCH INCIDENTAL SPILLS AND LEAKS. DIMENSIONS: 31.125"LX18.5"D. JUSTRITE PART # 29965. |  |  |  | 10 | 10 | 20 | 1.1574 | CF | EA |  |  |  | 3.7 | 540 16 | US | 1 |  | 0 | STND | 30 | AF | IN | IN | IN | LN | WD | HT | P |  |  | O | O | O | O
GS-07F-238AA | JP-50961R | JUSTRITE | REPLCMNT DRAW BAR FOR HI SECURITY SAF | JP-50961R | REPLCMNT DRAW BAR FOR HI SECURITY SAFETY CABINETS RED | REPLACEMENT DRAW BAR FOR HI SECURITY SAFETY CABINETS, RED OR YELLOW. FITS 45 GALLON CABINETS. JUSTRITE PART # 50961R. |  |  |  | 5 | 12 | 8 | 0.2778 | CF | EA |  |  |  | 15 | 540 16 | US | 1 |  | 0 | STND | 30 | AF | IN | IN | IN | LN | WD | HT | P |  |  | O | O | O | O
GS-07F-238AA | JP-7110100 | JUSTRITE | TYPE I JUSTRITE STEEL SAFETY CAN 1 GALL | JP-7110100 | TYPE I JUSTRITE STEEL SAFETY CAN 1 GALLON | DIMENSION (ODXH) - 7.25"X11.5" COMPLIANT TYPE I SAFETY CANS ARE DESIGNED WITH A SINGLE SPOUT FOR FILLING AND POURING. THE SELF-CLOSING, LEAK PROOF LID PROVIDES SECURITY FROM SPILLS AND LEAKS. CANS UP TO ONE GAL FEATURE A TRIGGER RELEASE HANDLE. | LARGER CAPACITIES HAVE A SWINGING HANDLE TO GREATLY EASE CARRYING HEAVIER LOADS. UNIQUE COUNTERBALANCE, ERGONOMIC DESIGN WITH FULL-FISTED GRIP HANDLE OFFERS GRAVITY-ASSISTED POURING. ALL MODELS ARE EQUIPPED WITH AN FM-TESTED FLAME ARRESTOR | FLAME ARRESTOR RELIABLY DISSIPATES HEAT TO STOP FLASHBACK IGNITION. TO PROTECT AGAINST RUPTURE OR EXPLOSION, POSITIVE PRESSURE RELIEF MECHANISM AUTOMATICALLY VENTS BETWEEN 3 AND 5 PSIG. HEAVY-DUTY, HIGH GRADE COATED STEEL |  | 14 | 8 | 8 | 0.5185 | CF | EA |  |  |  | 1.9 | 540 16 | US | 1 |  | 0 | STND | 30 | AF | IN | IN | IN | LN | WD | HT | P |  |  | O | O | O | O
GS-07F-238AA | JP-7120100 | JUSTRITE | 2 GAL JUSTRITE STEEL SAFETY CAN | JP-7120100 | 2 GALLON JUSTRITE STEEL SAFETY CAN | DIMENSION (ODXH) - 9.5"X13.25" COMPLIANT TYPE I SAFETY CANS ARE DESIGNED WITH A SINGLE SPOUT FOR FILLING AND POURING. THE SELF-CLOSING, LEAK PROOF LID PROVIDES SECURITY FROM SPILLS AND LEAKS. CANS UP TO ONE GAL FEATURE A TRIGGER RELEASE HANDLE. | LARGER CAPACITIES HAVE A SWINGING HANDLE TO GREATLY EASE CARRYING HEAVIER LOADS. UNIQUE COUNTERBALANCE, ERGONOMIC DESIGN WITH FULL-FISTED GRIP HANDLE OFFERS GRAVITY-ASSISTED POURING. ALL MODELS ARE EQUIPPED WITH AN FM-TESTED FLAME ARRESTOR | FLAME ARRESTOR RELIABLY DISSIPATES HEAT TO STOP FLASHBACK IGNITION. TO PROTECT AGAINST RUPTURE OR EXPLOSION, POSITIVE PRESSURE RELIEF MECHANISM AUTOMATICALLY VENTS BETWEEN 3 AND 5 PSIG. HEAVY-DUTY, HIGH GRADE COATED STEEL |  | 16 | 11 | 11 | 1.1204 | CF | EA |  |  |  | 5.6 | 540 16 | US | 1 |  | 0 | STND | 30 | AF | IN | IN | IN | LN | WD | HT | P |  |  | O | O | O | O
GS-07F-238AA | JP-7120110 | JUSTRITE | 2 GAL JUSTRITE STEEL SAFETY CAN WITH | JP-7120110 | 2 GALLON JUSTRITE STEEL SAFETY CAN, FUNNEL | DIMENSION (ODXH) - 9.5"X13.25" COMPLIANT TYPE I SAFETY CANS ARE DESIGNED WITH A SINGLE SPOUT FOR FILLING AND POURING. THE SELF-CLOSING, LEAK PROOF LID PROVIDES SECURITY FROM SPILLS AND LEAKS. CANS UP TO ONE GAL FEATURE A TRIGGER RELEASE HANDLE. | LARGER CAPACITIES HAVE A SWINGING HANDLE TO GREATLY EASE CARRYING HEAVIER LOADS. UNIQUE COUNTERBALANCE, ERGONOMIC DESIGN WITH FULL-FISTED GRIP HANDLE OFFERS GRAVITY-ASSISTED POURING. ALL MODELS ARE EQUIPPED WITH AN FM-TESTED FLAME ARRESTOR | FLAME ARRESTOR RELIABLY DISSIPATES HEAT TO STOP FLASHBACK IGNITION. TO PROTECT AGAINST RUPTURE OR EXPLOSION, POSITIVE PRESSURE RELIEF MECHANISM AUTOMATICALLY VENTS BETWEEN 3 AND 5 PSIG. HEAVY-DUTY, HIGH GRADE COATED STEEL |  | 13 | 13 | 16 | 1.5648 | CF | EA |  |  |  | 5 | 540 11 | US | 1 |  | 0 | STND | 30 | AF | IN | IN | IN | LN | WD | HT | P |  |  | O | O | O | O
GS-07F-238AA | JP-7125100 | JUSTRITE | TYPE I SAFETY CAN 2.5 GAL JUSTRITE | JP-7125100 | TYPE I SAFETY CAN 2.5 GALLON JUSTRITE STEEL | DIMENSION (ODXH) - 11.5"X11.375" COMPLIANT TYPE I SAFETY CANS ARE DESIGNED WITH A SINGLE SPOUT FOR FILLING AND POURING. THE SELF-CLOSING, LEAK PROOF LID PROVIDES SECURITY FROM SPILLS AND LEAKS. CANS UP TO ONE GALLON FEATURE A TRIGGER RELEASE HANDLE | LARGER CAPACITIES HAVE A SWINGING HANDLE TO GREATLY EASE CARRYING HEAVIER LOADS. UNIQUE COUNTERBALANCE, ERGONOMIC DESIGN WITH FULL-FISTED GRIP HANDLE OFFERS GRAVITY-ASSISTED POURING. ALL MODELS ARE EQUIPPED WITH AN FM-TESTED FLAME ARRESTOR | FLAME ARRESTOR RELIABLY DISSIPATES HEAT TO STOP FLASHBACK IGNITION. TO PROTECT AGAINST RUPTURE OR EXPLOSION, POSITIVE PRESSURE RELIEF MECHANISM AUTOMATICALLY VENTS BETWEEN 3 AND 5 PSIG. HEAVY-DUTY, HIGH GRADE COATED STEEL |  | 12 | 12 | 12 | 1 | CF | EA |  |  |  | 7.5 | 540 11 | US | 1 |  | 0 | STND | 30 | AF | IN | IN | IN | LN | WD | HT | P |  |  | O | O | O | O
GS-07F-238AA | JP-7125110 | JUSTRITE | TYPE I SAFETY CAN 2.5 GAL JUSTRITE | JP-7125110 | TYPE I SAFETY CAN 2.5 GALLON JUSTRITE STEEL, FUNNEL | DIMENSION (ODXH) - 11.5"X11.375" COMPLIANT TYPE I SAFETY CANS ARE DESIGNED WITH A SINGLE SPOUT FOR FILLING AND POURING. THE SELF-CLOSING, LEAK PROOF LID PROVIDES SECURITY FROM SPILLS AND LEAKS. CANS UP TO ONE GALLON FEATURE A TRIGGER RELEASE HANDLE | LARGER CAPACITIES HAVE A SWINGING HANDLE TO GREATLY EASE CARRYING HEAVIER LOADS. UNIQUE COUNTERBALANCE, ERGONOMIC DESIGN WITH FULL-FISTED GRIP HANDLE OFFERS GRAVITY-ASSISTED POURING. ALL MODELS ARE EQUIPPED WITH AN FM-TESTED FLAME ARRESTOR | FLAME ARRESTOR RELIABLY DISSIPATES HEAT TO STOP FLASHBACK IGNITION. TO PROTECT AGAINST RUPTURE OR EXPLOSION, POSITIVE PRESSURE RELIEF MECHANISM AUTOMATICALLY VENTS BETWEEN 3 AND 5 PSIG. HEAVY-DUTY, HIGH GRADE COATED STEEL |  | 12 | 12 | 12 | 1 | CF | EA |  |  |  | 7.5 | 540 11 | US | 1 |  | 0 | STND | 30 | AF | IN | IN | IN | LN | WD | HT | P |  |  | O | O | O | O
GS-07F-238AA | JP-7150100 | JUSTRITE | TYPE I SAFETY CAN 5 GAL JUSTRITE STE | JP-7150100 | TYPE I SAFETY CAN 5 GALLON JUSTRITE STEEL | DIMENSION (ODXH) - 11.5"X17" COMPLIANT TYPE I SAFETY CANS ARE DESIGNED WITH A SINGLE SPOUT FOR FILLING AND POURING. THE SELF-CLOSING, LEAK PROOF LID PROVIDES SECURITY FROM SPILLS AND LEAKS. CANS UP TO ONE GAL FEATURE A TRIGGER RELEASE HANDLE. | LARGER CAPACITIES HAVE A SWINGING HANDLE TO GREATLY EASE CARRYING HEAVIER LOADS. UNIQUE COUNTERBALANCE, ERGONOMIC DESIGN WITH FULL-FISTED GRIP HANDLE OFFERS GRAVITY-ASSISTED POURING. ALL MODELS ARE EQUIPPED WITH AN FM-TESTED FLAME ARRESTOR | FLAME ARRESTOR RELIABLY DISSIPATES HEAT TO STOP FLASHBACK IGNITION. TO PROTECT AGAINST RUPTURE OR EXPLOSION, POSITIVE PRESSURE RELIEF MECHANISM AUTOMATICALLY VENTS BETWEEN 3 AND 5 PSIG. HEAVY-DUTY, HIGH GRADE COATED STEEL |  | 18 | 13 | 13 | 1.7604 | CF | EA |  |  |  | 10.5 | 540 11 | US | 1 |  | 0 | STND | 30 | AF | IN | IN | IN | LN | WD | HT | P |  |  | O | O | O | O
GS-07F-238AA | JP-7150110 | JUSTRITE | TYPE I SAFETY CAN 5 GAL JUSTRITE STE | JP-7150110 | TYPE I SAFETY CAN 5 GALLON JUSTRITE STEEL, FUNNEL | DIMENSION (ODXH) - 11.5"X17" COMPLIANT TYPE I SAFETY CANS ARE DESIGNED WITH A SINGLE SPOUT FOR FILLING AND POURING. THE SELF-CLOSING, LEAK PROOF LID PROVIDES SECURITY FROM SPILLS AND LEAKS. CANS UP TO ONE GAL FEATURE A TRIGGER RELEASE HANDLE. | LARGER CAPACITIES HAVE A SWINGING HANDLE TO GREATLY EASE CARRYING HEAVIER LOADS. UNIQUE COUNTERBALANCE, ERGONOMIC DESIGN WITH FULL-FISTED GRIP HANDLE OFFERS GRAVITY-ASSISTED POURING. ALL MODELS ARE EQUIPPED WITH AN FM-TESTED FLAME ARRESTOR | FLAME ARRESTOR RELIABLY DISSIPATES HEAT TO STOP FLASHBACK IGNITION. TO PROTECT AGAINST RUPTURE OR EXPLOSION, POSITIVE PRESSURE RELIEF MECHANISM AUTOMATICALLY VENTS BETWEEN 3 AND 5 PSIG. HEAVY-DUTY, HIGH GRADE COATED STEEL |  | 18 | 13 | 13 | 1.7604 | CF | EA |  |  |  | 10.5 | 540 11 | US | 1 |  | 0 | STND | 30 | AF | IN | IN | IN | LN | WD | HT | P |  |  | O | O | O | O
GS-07F-238AA | JP-7150140 | JUSTRITE | SAFETY CAN, FAUCET 5 GAL JUSTRIT | JP-7150140 | SAFETY CAN, FAUCET 5 GALLON JUSTRITE SELF-CLOSING SHELF CAN | DIMENSIONS (ODXH): 11.5"X17" STEEL LABORATORY SAFETY CANS HAVE ALL THE BENEFITS OF JUSTRITE'S TYPE I CANS, TO MAKE THESE THE CHOICE OF LAB PROFESSIONALS FOR SAFE DISPENSING OF HAZARDOUS LIQUIDS INTO TEST TUBES, SMALL FLASKS ETC | FILL SPOUTS HAVE SELF-CLOSE PRESSURE RELIEF CAPS WITH BUILT-IN VACUUM BREAKER AND DOUBLE-MESH FLAME ARRESTORS. SELF-CLOSING FAUCETS PROVIDE TROUBLE-FREE DISPENSING. SMALL FAUCET OFFERS EASIER DISPENSING IN LAB ENVIRONMENTS. | FAUCET MOUNTED TWO INCHES ABOVE THE BOTTOM TO ELIMINATE THE NEED TO LIFT THE CANS DURING DISPENSING. CANS FITTED WITH SMALLER FAUCET JP- 08540 OFFERS EASIER DISPENSING IN LAB ENVIRONMENTS. FM APPROVED. DIMENSIONS: 11.5" ODX16.375"H.CAPACITY: 5 GAL |  | 12 | 12 | 12 | 1 | CF | EA |  |  |  | 7.4 | 540 16 | US | 1 |  | 0 | STND | 30 | AF | IN | IN | IN | LN | WD | HT | P |  |  | O | O | O | O
GS-07F-238AA | JP-7150146 | JUSTRITE | SAFETY CAN, FAUCET AND STAND 5 GALL | JP-7150146 | SAFETY CAN, FAUCET AND STAND 5 GALLON JUSTRITE SELF-CLOSING TILT CAN | DIMENSIONS ODXH: 11.5"X17" STEEL LABORATORY SAFETY CANS HAVE ALL THE BENEFITS OF JUSTRITE'S TYPE I CANS, TO MAKE THESE THE CHOICE OF LAB PROFESSIONALS FOR SAFE DISPENSING OF HAZARDOUS LIQUIDS INTO TEST TUBES, SMALL FLASKS ETC | FILL SPOUTS HAVE SELF-CLOSE PRESSURE RELIEF CAPS WITH BUILT-IN VACUUM BREAKER AND DOUBLE-MESH FLAME ARRESTORS. SELF-CLOSING FAUCETS PROVIDE TROUBLE-FREE DISPENSING. SMALL FAUCET OFFERS EASIER DISPENSING IN LAB ENVIRONMENTS. | FAUCET ON TOP. CAN RESTS IN A STURDY METAL CRADLE. CRADLE BASE MEASURES 13.813"X14". CANS FITTED WITH SMALLER FAUCET JP- 08540 OFFERS EASIER DISPENSING IN LAB ENVIRONMENTS. DIMENSIONS: 11.5" ODX15.375H CAPACITY: 5 GAL. FM APPROVED. |  | 18 | 13 | 13 | 1.7604 | CF | EA |  |  |  | 10.5 | 540 16 | US | 1 |  | 0 | STND | 30 | AF | IN | IN | IN | LN | WD | HT | P |  |  | O | O | O | O
GS-07F-238AA | JP-7150147 | JUSTRITE | SAFETY CAN 5 GAL JUSTRITE, TOP S | JP-7150147 | SAFETY CAN 5 GALLON JUSTRITE, TOP SELF-CLOSING FAUCET JP-08540 | DIMENSIONS (ODXH): 11.5"X17" STEEL LABORATORY SAFETY CANS HAVE ALL THE BENEFITS OF JUSTRITE'S TYPE I CANS, TO MAKE THESE THE CHOICE OF LAB PROFESSIONALS FOR SAFE DISPENSING OF HAZARDOUS LIQUIDS INTO TEST TUBES, SMALL FLASKS ETC | FILL SPOUTS HAVE SELF-CLOSE PRESSURE RELIEF CAPS WITH BUILT-IN VACUUM BREAKER AND DOUBLE-MESH FLAME ARRESTORS. SELF-CLOSING FAUCETS PROVIDE TROUBLE-FREE DISPENSING. SMALL FAUCET OFFERS EASIER DISPENSING IN LAB ENVIRONMENTS. | SMALLER FAUCET JP- 08540 OFFERS EASIER DISPENSING IN LAB ENVIRONMENTS. DIMENSIONS: 11.5" ODX15.375"H CAPACITY: 5 GALLONS. FM APPROVED. |  | 7 | 4 | 4 | 0.0648 | CF | EA |  |  |  | 0.5 | 540 11 | US | 1 |  | 0 | STND | 30 | AF | IN | IN | IN | LN | WD | HT | P |  |  | O | O | O | O
GS-07F-238AA | JP-7150150 | JUSTRITE | SAFETY CAN 5 GAL JUSTRITE SAFETY SHE | JP-7150150 | SAFETY CAN 5 GALLON JUSTRITE SAFETY SHELF CAN, SELF-CLOSING FAUCET JP-08902 | DIMENSIONS (ODXH): 11.5"X17" STEEL LABORATORY SAFETY CANS HAVE ALL THE BENEFITS OF JUSTRITE'S TYPE I CANS, MAKE THESE THE CHOICE OF LAB PROFESSIONALS FOR SAFE DISPENSING OF HAZARDOUS LIQUIDS INTO TEST TUBES, SMALL FLASKS ETC | FILL SPOUTS HAVE SELF-CLOSE PRESSURE RELIEF CAPS WITH BUILT-IN VACUUM BREAKER AND DOUBLE-MESH FLAME ARRESTORS. SELF-CLOSING FAUCETS PROVIDE TROUBLE-FREE DISPENSING. SMALL FAUCET OFFERS EASIER DISPENSING IN LAB ENVIRONMENTS. | FAUCET MOUNTED TWO INCHES ABOVE THE BOTTOM ELIMINATES NEED TO LIFT THE CANS DURING DISPENSING. CANS FITTED WITH LARGER FAUCET JP-08902 ARE BETTER SUITED FOR HEAVY USE AND INDUSTRIAL NEEDS. FM APPROVED.CAPACITY: 5 GAL (19L) DIMENSIONS: 11.5" |  | 7 | 4 | 4 | 0.0648 | CF | EA |  |  |  | 0.5 | 540 11 | US | 1 |  | 0 | STND | 30 | AF | IN | IN | IN | LN | WD | HT | P |  |  | O | O | O | O
GS-07F-238AA | JP-7150156 | JUSTRITE | SAFETY CAN 5 GAL JUSTRITE TILT CAN W | JP-7150156 | SAFETY CAN 5 GALLON JUSTRITE TILT CAN W/ SELF-CLOSING FAUCET JP-08902 AND STAND | DIMENSIONS (ODXH: 11.5"X17")STEEL LABORATORY SAFETY CANS HAVE ALL THE BENEFITS OF JUSTRITE'S TYPE I CANS, TO MAKE THESE THE CHOICE OF LAB PROFESSIONALS FOR SAFE DISPENSING OF HAZARDOUS LIQUIDS INTO TEST TUBES, SMALL FLASKS ETC | FILL SPOUTS HAVE SELF-CLOSE PRESSURE RELIEF CAPS WITH BUILT-IN VACUUM BREAKER AND DOUBLE-MESH FLAME ARRESTORS. SELF-CLOSING FAUCETS PROVIDE TROUBLE-FREE DISPENSING. SMALL FAUCET OFFERS EASIER DISPENSING IN LAB ENVIRONMENTS. | FAUCET ON TOP AND THE CAN RESTS IN A STURDY METAL CRADLE. CRADLE BASE MEASURES 13.813"X14". CANS FITTED WITH LARGER FAUCET JP-08902 ARE BETTER SUITED FOR HEAVY USE AND INDUSTRIAL NEEDS. DIMENSIONS: 11.5" ODX15.375"H CAPACITY: 5 GAL FM, UL |  | 8 | 9 | 19 | 0.7917 | CF | EA |  |  |  | 0.2 | 540 11 | US | 1 |  | 0 | STND | 30 | AF | IN | IN | IN | LN | WD | HT | P |  |  | O | O | O | O
GS-07F-238AA | JP-7150157 | JUSTRITE | SAFETY CAN 5 GAL JUSTRITE, SELF- | JP-7150157 | SAFETY CAN 5 GALLON JUSTRITE, SELF-CLOSING TOP FAUCET JP-08902 | DIMENSIONS (ODXH): 11.5"X17" STEEL LABORATORY SAFETY CANS HAVE ALL THE BENEFITS OF JUSTRITE'S TYPE I CANS, TO MAKE THESE THE CHOICE OF LAB PROFESSIONALS FOR SAFE DISPENSING OF HAZARDOUS LIQUIDS INTO TEST TUBES, SMALL FLASKS ETC | FILL SPOUTS HAVE SELF-CLOSE PRESSURE RELIEF CAPS WITH BUILT-IN VACUUM BREAKER AND DOUBLE-MESH FLAME ARRESTORS. SELF-CLOSING FAUCETS PROVIDE TROUBLE-FREE DISPENSING. SMALL FAUCET OFFERS EASIER DISPENSING IN LAB ENVIRONMENTS. | LARGER FAUCET JP-08902 ARE BETTER SUITED FOR HEAVY USE AND INDUSTRIAL NEEDS DIMENSIONS: 11.5" ODX15.375"H CAPACITY: 5 GALLONS FM APPROVED |  | 11 | 4 | 4 | 0.1019 | CF | EA |  |  |  | 0.8 | 540 11 | US | 1 |  | 0 | STND | 30 | AF | IN | IN | IN | LN | WD | HT | P |  |  | O | O | O | O
GS-07F-238AA | JP-7210120 | JUSTRITE | JUSTRITE STEEL SAFETY CAN 1 GAL | JP-7210120 | JUSTRITE STEEL SAFETY CAN 1 GALLON TYPE II ACCUFLOW, 5/8"H OSE | ODXH: 9.5"X10.25" HOSE ODXL: 0.625" X9" JUSTRITE ACCUFLOW TYPE 2 SAFETY CANS FEATURE AN IMPROVED MANIFOLD FOR THE FASTEST, SMOOTHEST, MOST CONTROLLED POURING AROUND. QUICK-OPEN FILL PORT WITH ERGONOMIC LIFT LEVER PROVIDES FOR EASY FILLING. | VENTING PROTECTS AGAINST PRESSURE BUILD-UP. STAINLESS STEEL PRECISION FLAME ARRESTER SCREEN STOPS FLASHBACK IGNITION TO REDUCE FIRE RISKS, OFFERS SUPERIOR CHEMICAL RESISTANCE, FEATURES EXCELLENT CORROSION PROTECTION, LONG LENGTH. | LARGE LABEL ID ZONE ALLOWS USER TO IDENTIFY CONTENTS, REDUCE INCOMPATIBLE MIXTURES, DESIGNATE DEPARTMENT LOCATION, WORK SHIFT, CREW OR INDIVIDUAL USER. GOING BEYOND PROTECTION AND COMPLIANCE, ACCUFLOW TYPE II |  | 4 | 4 | 11 | 0.1019 | CF | EA |  |  |  | 0.8 | 540 11 | US | 1 |  | 0 | STND | 30 | AF | IN | IN | IN | LN | WD | HT | P |  |  | O | O | O | O
GS-07F-238AA | JP-7220120 | JUSTRITE | SAFETY CAN 2 GAL JUSTRITE STEEL TYP | JP-7220120 | SAFETY CAN 2 GALLON JUSTRITE STEEL TYPE II ACCUFLOW, 5/8"H OSE | ODXH: 9.5"X12.25" HOSE ODXL: 0.625" X9" JUSTRITE ACCUFLOW TYPE 2 SAFETY CANS FEATURE AN IMPROVED MANIFOLD FOR THE FASTEST, SMOOTHEST, MOST CONTROLLED POURING AROUND. QUICK-OPEN FILL PORT WITH ERGONOMIC LIFT LEVER PROVIDES FOR EASY FILLING. | VENTING PROTECTS AGAINST PRESSURE BUILD-UP. STAINLESS STEEL PRECISION FLAME ARRESTER SCREEN STOPS FLASHBACK IGNITION TO REDUCE FIRE RISKS, OFFERS SUPERIOR CHEMICAL RESISTANCE, FEATURES EXCELLENT CORROSION PROTECTION, LONG LENGTH. | LARGE LABEL ID ZONE ALLOWS USER TO IDENTIFY CONTENTS, REDUCE INCOMPATIBLE MIXTURES, DESIGNATE DEPARTMENT LOCATION, WORK SHIFT, CREW OR INDIVIDUAL USER. GOING BEYOND PROTECTION AND COMPLIANCE, ACCUFLOW TYPE II |  | 8 | 6 | 6 | 0.1667 | CF | EA |  |  |  | 2 | 540 16 | US | 1 |  | 0 | STND | 30 | AF | IN | IN | IN | LN | WD | HT | P |  |  | O | O | O | O
GS-07F-238AA | JP-7225120 | JUSTRITE | SAFETY CAN 2.5 GAL JUSTRITE STEEL T | JP-7225120 | SAFETY CAN 2.5 GALLON JUSTRITE STEEL TYPE II ACCUFLOW, 5/8"H OSE | ODXH: 9.5"X15.5" HOSE ODXL: 0.625" X9" JUSTRITE ACCUFLOW TYPE 2 SAFETY CANS FEATURE AN IMPROVED MANIFOLD FOR THE FASTEST, SMOOTHEST, MOST CONTROLLED POURING AROUND. QUICK-OPEN FILL PORT WITH ERGONOMIC LIFT LEVER PROVIDES FOR EASY FILLING. | VENTING PROTECTS AGAINST PRESSURE BUILD-UP. STAINLESS STEEL PRECISION FLAME ARRESTER SCREEN STOPS FLASHBACK IGNITION TO REDUCE FIRE RISKS, OFFERS SUPERIOR CHEMICAL RESISTANCE, FEATURES EXCELLENT CORROSION PROTECTION, LONG LENGTH. | LARGE LABEL ID ZONE ALLOWS USER TO IDENTIFY CONTENTS, REDUCE INCOMPATIBLE MIXTURES, DESIGNATE DEPARTMENT LOCATION, WORK SHIFT, CREW OR INDIVIDUAL USER. GOING BEYOND PROTECTION AND COMPLIANCE, ACCUFLOW TYPE II |  | 14 | 8 | 8 | 0.5185 | CF | EA |  |  |  | 2 | 540 16 | US | 1 |  | 0 | STND | 30 | AF | IN | IN | IN | LN | WD | HT | P |  |  | O | O | O | O
GS-07F-238AA | JP-7225130 | JUSTRITE | SAFETY CAN 2.5 GAL JUSTRITE STEEL T | JP-7225130 | SAFETY CAN 2.5 GALLON JUSTRITE STEEL TYPE II ACCUFLOW, 1"H OSE | ODXH: 9.5"X15.5" HOSE ODXL: 1" X9" JUSTRITE ACCUFLOW TYPE 2 SAFETY CANS FEATURE AN IMPROVED MANIFOLD FOR THE FASTEST, SMOOTHEST, MOST CONTROLLED POURING AROUND. QUICK-OPEN FILL PORT WITH ERGONOMIC LIFT LEVER PROVIDES FOR EASY FILLING. | VENTING PROTECTS AGAINST PRESSURE BUILD-UP. STAINLESS STEEL PRECISION FLAME ARRESTER SCREEN STOPS FLASHBACK IGNITION TO REDUCE FIRE RISKS, OFFERS SUPERIOR CHEMICAL RESISTANCE, FEATURES EXCELLENT CORROSION PROTECTION, LONG LENGTH. | LARGE LABEL ID ZONE ALLOWS USER TO IDENTIFY CONTENTS, REDUCE INCOMPATIBLE MIXTURES, DESIGNATE DEPARTMENT LOCATION, WORK SHIFT, CREW OR INDIVIDUAL USER. GOING BEYOND PROTECTION AND COMPLIANCE, ACCUFLOW TYPE II |  | 14 | 8 | 8 | 0.5185 | CF | EA |  |  |  | 2.5 | 540 16 | US | 1 |  | 0 | STND | 30 | AF | IN | IN | IN | LN | WD | HT | P |  |  | O | O | O | O
GS-07F-238AA | JP-7250120 | JUSTRITE | SAFETY CAN 5 GAL JUSTRITE STEEL TYPE | JP-7250120 | SAFETY CAN 5 GALLON JUSTRITE STEEL TYPE II ACCUFLOW, 5/8"H OSE | ODXH: 11.5"X16.875" HOSE ODXL: 0.625" X9" JUSTRITE ACCUFLOW TYPE 2 SAFETY CANS FEATURE AN IMPROVED MANIFOLD FOR THE FASTEST, SMOOTHEST, MOST CONTROLLED POURING AROUND. QUICK-OPEN FILL PORT WITH ERGONOMIC LIFT LEVER PROVIDES FOR EASY FILLING. | VENTING PROTECTS AGAINST PRESSURE BUILD-UP. STAINLESS STEEL PRECISION FLAME ARRESTER SCREEN STOPS FLASHBACK IGNITION TO REDUCE FIRE RISKS, OFFERS SUPERIOR CHEMICAL RESISTANCE, FEATURES EXCELLENT CORROSION PROTECTION, LONG LENGTH. | LARGE LABEL ID ZONE ALLOWS USER TO IDENTIFY CONTENTS, REDUCE INCOMPATIBLE MIXTURES, DESIGNATE DEPARTMENT LOCATION, WORK SHIFT, CREW OR INDIVIDUAL USER. GOING BEYOND PROTECTION AND COMPLIANCE, ACCUFLOW TYPE II |  | 10 | 6 | 14 | 0.4861 | CF | EA |  |  |  | 3 | 540 16 | US | 1 |  | 0 | STND | 30 | AF | IN | IN | IN | LN | WD | HT | P |  |  | O | O | O | O
GS-07F-238AA | JP-7250130 | JUSTRITE | SAFETY CAN 5 GAL JUSTRITE STEEL TYPE | JP-7250130 | SAFETY CAN 5 GALLON JUSTRITE STEEL TYPE II ACCUFLOW, 1"H OSE | ODXH: 11.5"X16.875" HOSE ODXL: 1" X9" JUSTRITE ACCUFLOW TYPE 2 SAFETY CANS FEATURE AN IMPROVED MANIFOLD FOR THE FASTEST, SMOOTHEST, MOST CONTROLLED POURING AROUND. QUICK-OPEN FILL PORT WITH ERGONOMIC LIFT LEVER PROVIDES FOR EASY FILLING. | VENTING PROTECTS AGAINST PRESSURE BUILD-UP. STAINLESS STEEL PRECISION FLAME ARRESTER SCREEN STOPS FLASHBACK IGNITION TO REDUCE FIRE RISKS, OFFERS SUPERIOR CHEMICAL RESISTANCE, FEATURES EXCELLENT CORROSION PROTECTION, LONG LENGTH. | LARGE LABEL ID ZONE ALLOWS USER TO IDENTIFY CONTENTS, REDUCE INCOMPATIBLE MIXTURES, DESIGNATE DEPARTMENT LOCATION, WORK SHIFT, CREW OR INDIVIDUAL USER. GOING BEYOND PROTECTION AND COMPLIANCE, ACCUFLOW TYPE II |  | 16 | 11 | 11 | 1.1204 | CF | EA |  |  |  | 5 | 540 16 | US | 1 |  | 0 | STND | 30 | AF | IN | IN | IN | LN | WD | HT | P |  |  | O | O | O | O
GS-07F-238AA | JP-7325120 | JUSTRITE | 2.5 GAL STEEL SAFETY CAN TYPE II ACCU | JP-7325120 | 2.5 GALLONS TEEL SAFETY CAN TYPE II ACCUFLOW DOT, 5/8"H OSE | ODXH: 10.25"X16.5" HOSE ODXL: 0.625" X9" JUSTRITE'S FM APPROVED ACCUFLOW D. O. T. COMPLIANT TYPE II SAFETY CANS MAKE COMPLIANCE WITH DOT REGULATIONS FOR OVER-THE-ROAD TRANSPORT OF FLAMMABLES SIMPLE AND AFFORDABLE | IDEAL WHEN REMOTE USAGE OF GAS FUELED EQUIPMENT IS NEEDED. BECAUSE THERE IS ONLY ONE MULTI-TASK SPOUT, CHANGING FROM TRANSPORT TO USAGE MODE IS A SNAP! TO PREVENT VAPOR RELEASE AND SPILLS DURING TRANSPORT | SPOUT AND EQUIPPED WITH A BIG, EASY-TO-GRASP TIGHTENING SCREW. DUAL FUSIBLE LINK BRACKET IS EASY TO ENGAGE AND GUARDS AGAINST CONTENT SPILLAGE AND FUME RELEASE AS REQUIRED BY D. O. T., WHEN USED FOR TRANSPORTATION OF FUEL. THE FUSIBLE LINK MELTS AT |  | 16 | 11 | 11 | 1.1204 | CF | EA |  |  |  | 6 | 540 16 | US | 1 |  | 0 | STND | 30 | AF | IN | IN | IN | LN | WD | HT | P |  |  | O | O | O | O
GS-07F-238AA | JP-7325130 | JUSTRITE | 2.5 GAL STEEL SAFETY CAN TYPE II ACCU | JP-7325130 | 2.5 GALLONS TEEL SAFETY CAN TYPE II ACCUFLOW DOT, 1"H OSE | ODXH: 10.25"X16.5" HOSE ODXL: 1" X9" JUSTRITE'S FM APPROVED ACCUFLOW D. O. T. COMPLIANT TYPE II SAFETY CANS MAKE COMPLIANCE WITH DOT REGULATIONS FOR OVER-THE-ROAD TRANSPORT OF FLAMMABLES SIMPLE AND AFFORDABLE | IDEAL WHEN REMOTE USAGE OF GAS FUELED EQUIPMENT IS NEEDED. BECAUSE THERE IS ONLY ONE MULTI-TASK SPOUT, CHANGING FROM TRANSPORT TO USAGE MODE IS A SNAP! TO PREVENT VAPOR RELEASE AND SPILLS DURING TRANSPORT | AND EQUIPPED WITH A BIG, EASY-TO-GRASP TIGHTENING SCREW. DUAL FUSIBLE LINK BRACKET IS EASY TO ENGAGE AND GUARDS AGAINST CONTENT SPILLAGE AND FUME RELEASE AS REQUIRED BY D. O. T., WHEN USED FOR TRANSPORTATION OF FUEL. THE FUSIBLE LINK MELTS AT 165 F |  | 5 | 14 | 5 | 0.2025 | CF | EA |  |  |  | 1 | 540 16 | US | 1 |  | 0 | STND | 30 | AF | IN | IN | IN | LN | WD | HT | P |  |  | O | O | O | O
GS-07F-238AA | JP-7350110 | JUSTRITE | SAFETY CAN 5 GAL STEEL TYPE II ACCUF | JP-7350110 | SAFETY CAN 5 GALLONS TEEL TYPE II ACCUFLOW DOT, 5/8"H OSE | ODXH: 12.625"X18.25" HOSE ODXL: 0.625" X9" JUSTRITE'S FM APPROVED ACCUFLOW D. O. T. COMPLIANT TYPE II SAFETY CANS MAKE COMPLIANCE WITH DOT REGULATIONS FOR OVER-THE-ROAD TRANSPORT OF FLAMMABLES SIMPLER AND MORE AFFORDABLE THAN | IDEAL WHEN REMOTE USAGE OF GAS FUELED EQUIPMENT IS NEEDED. BECAUSE THERE IS ONLY ONE MULTI-TASK SPOUT, CHANGING FROM TRANSPORT TO USAGE MODE IS A SNAP! TO PREVENT VAPOR RELEASE AND SPILLS DURING TRANSPORT | SPOUT AND EQUIPPED WITH A BIG, EASY-TO-GRASP TIGHTENING SCREW. DUAL FUSIBLE LINK BRACKET IS EASY TO ENGAGE AND GUARDS AGAINST CONTENT SPILLAGE AND FUME RELEASE AS REQUIRED BY D. O. T., WHEN USED FOR TRANSPORTATION OF FUEL. THE FUSIBLE LINK MELTS AT |  | 10 | 10 | 10 | 0.5787 | CF | EA |  |  |  | 5 | 540 16 | US | 1 |  | 0 | STND | 30 | AF | IN | IN | IN | LN | WD | HT | P |  |  | O | O | O | O
GS-07F-238AA | JP-7350130 | JUSTRITE | SAFETY CAN 5 GAL STEEL TYPE II ACCUF | JP-7350130 | SAFETY CAN 5 GALLONS TEEL TYPE II ACCUFLOW DOT, 1"H OSE | ODXH: 12.625"X18.25" HOSE ODXL: 1" X9" JUSTRITE'S FM APPROVED ACCUFLOW D. O. T. COMPLIANT TYPE II SAFETY CANS MAKE COMPLIANCE WITH DOT REGULATIONS FOR OVER-THE-ROAD TRANSPORT OF FLAMMABLES SIMPLE AND AFFORDABLE | IDEAL WHEN REMOTE USAGE OF GAS FUELED EQUIPMENT IS NEEDED. BECAUSE THERE IS ONLY ONE MULTI-TASK SPOUT, CHANGING FROM TRANSPORT TO USAGE MODE IS A SNAP! TO PREVENT VAPOR RELEASE AND SPILLS DURING TRANSPORT | OUT AND EQUIPPED WITH A BIG, EASY-TO-GRASP TIGHTENING SCREW. DUAL FUSIBLE LINK BRACKET IS EASY TO ENGAGE AND GUARDS AGAINST CONTENT SPILLAGE AND FUME RELEASE AS REQUIRED BY D. O. T., WHEN USED FOR TRANSPORTATION OF FUEL. THE FUSIBLE LINK MELTS AT 16 |  | 17 | 14 | 14 | 1.9282 | CF | EA |  |  |  | 9.5 | 540 16 | US | 1 |  | 0 | STND | 30 | AF | IN | IN | IN | LN | WD | HT | P |  |  | O | O | O | O
GS-07F-238AA | JP-84000 | JUSTRITE | SEISMIC EARTHQUAKE SAFETY BRACKET KIT FO | JP-84000 | SEISMIC EARTHQUAKE SAFETY BRACKET KIT FOR SAFETY CABINETS | ADD STABILITY TO SAFETY CABINETS AND MAINTAIN FIRE RESISTANCE INTEGRITY WITHOUT DRILLING INTO CABINET WALLS! FOR EARTHQUAKE OR HURRICANE PRONE AREAS, THE SEISMIC BRACKET KIT OFFERS AN EXTRA MEASURE OF STABILITY, WHILE MAINTAINING THE FIRE RESISTANT | ONE KIT ALLOWS FOR ANY SAFETY CABINET TO BE SECURED TO EITHER A WALL OR FLOOR. BECAUSE THERE IS NO DRILLING REQUIRED INTO THE CABINET, THE FIRE PROTECTION PROPERTIES OF A CABINET REMAINS IN TACT AND KEEPS AN FM APPROVAL. | HARDWARE INCLUDES A 47"L (1194MM) BRACKET, 2 STAINLESS STEEL ANGLE BRACKETS, 2 STAINLESS STEEL ANCHOR BOLTS, INDUSTRIAL STRENGTH ADHESIVE, OTHER HARDWARE AND INSTRUCTIONS. DIMENSIONS: 4"H X48"WX4"D. JUSTRITE PART # 84000. |  | 18 | 13 | 13 | 1.7604 | CF | EA |  |  |  | 6.5 | 540 16 | US | 1 |  | 0 | STND | 30 | AF | IN | IN | IN | LN | WD | HT | P |  |  | O | O | O | O
GS-07F-238AA | JP-84001 | JUSTRITE | ROLLING CART FOR 30 GAL AND 12 & 17 G | JP-84001 | ROLLING CART FOR 30 GALLON AND 12 & 17 GALLON PIGGYBACK JUSTRITE SAFETY CABINETS | 42" X 43-1/4" X 18-1/4" IN DIMENSION. CABINET ROLLING CART MAKES IT EASY TO RELOCATE A HEAVY SAFETY CABINET, BRINGING FLAMMABLE SOLVENTS AND CHEMICALS DIRECTLY TO YOUR WORK AREA. ALL WELDED 1/8" (3MM) HEAVY DUTY STEEL WITH REINFORCED CORNERS | CART INCLUDES A BUILT-IN GROUNDING WIRE WHICH CAN BE ATTACHED TO A GROUNDING LUG ON THE SIDE OF THE CABINET. GROUNDING WIRE IS LONG ENOUGH TO REACH AND DRAG ON CEMENT FLOORING, REDUCING THE POTENTIAL FOR STATIC DISCHARGE BUILD-UP. | LARGE 5" (127MM) POLY CASTER WHEELS (2 FIXED IN FRONT 2 SWIVEL AT BACK END NEAR HANDLE) MAKE IT EASY TO MANEUVER. ALL FOUR CASTERS HAVE BRAKES FOR ADDED SAFETY, KEEPING THE CABINET IN A SECURE POSITION DURING USE. ERGONOMIC 1-1/4" (31.75MM) |  | 18 | 13 | 13 | 1.7604 | CF | EA |  |  |  | 48.5 | 540 16 | US | 1 |  | 0 | STND | 30 | AF | IN | IN | IN | LN | WD | HT | P |  |  | O | O | O | O
GS-07F-238AA | JP-84002 | JUSTRITE | JUSTRITE CABINET RISER LEG FRAME FOR 30 | JP-84002 | JUSTRITE CABINET RISER LEG FRAME FOR 30 AND 45 GALLON CABINETS | HEAVY GAUGE STEEL CABINET RISER LEG FRAME PROVIDES EXCEPTIONAL SUPPORT OF ENTIRE CABINET FOOTPRINT FOR MAXIMUM STABILITY, NOT SIMPLY AT FOUR CORNERS. CABINET IS SECURELY ATTACHED TO FRAME WITH 4 FLANGED BOLTS THAT SCREW INTO THREADED HOLES | ADJUSTABLE LEG LEVELERS SUPPLIED WITH THE CABINET RISER CAN BE USED ON THE BASE OF THE FRAME FOR LEVELING ON UNEVEN SURFACES. HIGH LEG FRAME LIFTS UP A SAFETY CABINET TO MAKE IT EASY TO CLEAN UNDERNEATH | REDUCE THE POTENTIAL FOR CORROSION. FOR FLEXIBLE WORKSTATIONS THAT REQUIRE RELOCATING CABINET TO ANOTHER WORKSITE, AN EMPTY CABINET CAN BE EASILY MOVED FROM FRONT OR BACK OF FRAME, VIA FORKLIFT OR PALLET JACK |  | 18 | 13 | 13 | 1.7604 | CF | EA |  |  |  | 45.2 | 540 16 | US | 1 |  | 0 | STND | 30 | AF | IN | IN | IN | LN | WD | HT | P |  |  | O | O | O | O
GS-07F-238AA | JP-882400 | JUSTRITE | FLAMMABLE SAFETY CABINET FOR UNDER FUME | JP-882400 | FLAMMABLE SAFETY CABINET FOR UNDER FUME HOOD 24" YELLOW MANUAL JUSTRITE | 35.75"H X24"WX21.625"D. UNDER FUMEHOOD CABINETS ARE FULLY COMPLIANT AND DESIGNED FOR THE SAFE STORAGE AND VENTING OF SOLVENTS AND FLAMMABLE LIQUIDS. IDEAL IN LABORATORIES UNDER FUME HOODS, BENCHES, OR COUNTERS | WIDTHS RANGING FROM 24" (610MM) TO 48" (1219MM). THIS SINGLE-DOOR CABINET HAS A RIGHT-HINGE DOOR CLOSURE. BACK WALL VENTS WITH BUILT-IN FLAME ARRESTORS ARE POSITIONED AT LOWER LEFT AND TOP RIGHT FOR JURISDICTIONS THAT MANDATE VENTING OF VAPORS. | DURABLE, CHEMICAL RESISTANT POWDER PAINT. KICK PLATE MEASURES 4"H (102MM)X3"D (77MM) TO CONFORM TO MOST LABORATORY FURNITURE. SAME GREAT PROTECTION FEATURES FOUND IN STANDARD JUSTRITE SURE-GRIP EX CABINETS: FULLY WELDED, DOUBLE-WALL |  | 12 | 12 | 12 | 1 | CF | EA |  |  |  | 135 | 540 16 | US | 1 |  | 0 | STND | 30 | AF | IN | IN | IN | LN | WD | HT | P |  |  | O | O | O | O
GS-07F-238AA | JP-882404 | JUSTRITE | FLAMMABLE SAFETY CABINET FOR UNDER FUME | JP-882404 | FLAMMABLE SAFETY CABINET FOR UNDER FUME HOOD 24" SILVER MANUAL JUSTRITE | 35.75"H X24"WX21.625"D. UNDER FUMEHOOD CABINETS ARE FULLY COMPLIANT AND DESIGNED FOR THE SAFE STORAGE AND VENTING OF SOLVENTS AND FLAMMABLE LIQUIDS. IDEAL IN LABORATORIES UNDER FUME HOODS, BENCHES, OR COUNTERS | WIDTHS RANGING FROM 24" (610MM) TO 48" (1219MM). THIS SINGLE-DOOR CABINET HAS A RIGHT-HINGE DOOR CLOSURE. BACK WALL VENTS WITH BUILT-IN FLAME ARRESTORS ARE POSITIONED AT LOWER LEFT AND TOP RIGHT FOR JURISDICTIONS THAT MANDATE VENTING OF VAPORS. | DURABLE, CHEMICAL RESISTANT POWDER PAINT, THESE CABINETS COME IN TWO COLOR CHOICES TO COMPLEMENT NEW OR EXISTING CASEWORK: STAINLESS SILVER COLOR FOR NEUTRAL PREFERENCES OR POPULAR SAFETY SILVER. KICK PLATE MEASURES 4"H (102MM)X3"D |  | 18 | 13 | 13 | 1.7604 | CF | EA |  |  |  | 9.8 | 540 16 | US | 1 |  | 0 | STND | 30 | AF | IN | IN | IN | LN | WD | HT | P |  |  | O | O | O | O
GS-07F-238AA | JP-882410 | JUSTRITE | FLAMMABLE SAFETY CABINET FOR UNDER FUME | JP-882410 | FLAMMABLE SAFETY CABINET FOR UNDER FUME HOOD 24"LEFT-HINGED MANUAL YELLOW JUSTRITE | 35.75"H X24"WX21.625"D. UNDER FUMEHOOD CABINETS ARE FULLY COMPLIANT AND DESIGNED FOR THE SAFE STORAGE AND VENTING OF SOLVENTS AND FLAMMABLE LIQUIDS. IDEAL IN LABORATORIES UNDER FUME HOODS, BENCHES, OR COUNTERS | WIDTHS RANGING FROM 24" (610MM) TO 48" (1219MM). THIS SINGLE-DOOR CABINET IS 1 DOOR, LEFT HINGE, SELF-CLOSE. BACK WALL VENTS WITH BUILT-IN FLAME ARRESTORS ARE POSITIONED AT LOWER LEFT AND TOP RIGHT FOR JURISDICTIONS THAT MANDATE VENTING OF VAPORS | DURABLE, CHEMICAL RESISTANT POWDER PAINT, THESE CABINETS COME IN TWO COLOR CHOICES TO COMPLEMENT NEW OR EXISTING CASEWORK: STAINLESS SILVER COLOR FOR NEUTRAL PREFERENCES OR POPULAR SAFETY YELLOW. KICK PLATE MEASURES 4"H (102MM)X3" |  | 32 | 49 | 25 | 22.6852 | CF | EA |  |  |  | 166 | 540 16 | US | 1 |  | 0 | STND | 30 | AF | IN | IN | IN | LN | WD | HT | P |  |  | O | O | O | O
GS-07F-238AA | JP-882414 | JUSTRITE | FLAMMABLE SAFETY CABINET FOR UNDER FUME | JP-882414 | FLAMMABLE SAFETY CABINET FOR UNDER FUME HOOD 24"LEFT-HINGED MANUAL SILVER JUSTRITE | 35.75"H X24"WX21.625"D. 15 GALLON MANUAL CLOSE BLUE ACID CABINET WITH CHEMCOR LINER, RIGHT HINGED. JUSTRITE'S CHEMCOR SAFETY STORAGE CABINETS ARE LINED WITH A UNIQUE, THERMOPLASTIC LINER AND OFFER SUPERIOR CORROSION PROTECTION | FIRE PROTECTION AND DURABILITY OF OTHER JUSTRITE CABINETS. 100% SEAMLESS LINER ON ALL INTERIOR WALLS, CEILING, SUMP, INSIDE DOORS AND SHELVES PROTECTS EXPOSED CABINET SURFACES FROM RUST AND CORROSION. SEAM-FREE SURFACE ELIMINATES THE NEED FOR RIVETS | NON-POROUS SURFACE RESISTS STAINING AN CLEANS UP EASILY. ALL MODELS INCLUDE DOUBLE-WALL 18 GAUGE (1MM) WELDED CONSTRUCTION, 2" LIQUID-TIGHT CONTAINMENT SUMP, DUAL VENTS, ADJUSTABLE SHELVES |  | 32 | 49 | 25 | 22.6852 | CF | EA |  |  |  | 243 | 540 16 | US | 1 |  | 0 | STND | 30 | AF | IN | IN | IN | LN | WD | HT | P |  |  | O | O | O | O
GS-07F-238AA | JP-882420 | JUSTRITE | FLAMMABLE SAFETY CABINET FOR UNDER FUME | JP-882420 | FLAMMABLE SAFETY CABINET FOR UNDER FUME HOOD 24" SELF-CLOSING YELLOW JUSTRITE | 35.75"H X24"WX21.625"D. 15 GALLON MANUAL CLOSE BLUE ACID CABINET WITH CHEMCOR LINER, LEFT-HINGED. JUSTRITE'S CHEMCOR SAFETY STORAGE CABINETS ARE LINED WITH A UNIQUE, THERMOPLASTIC LINER AND OFFER SUPERIOR CORROSION PROTECTION | FIRE PROTECTION AND DURABILITY OF OTHER JUSTRITE CABINETS. 100% SEAMLESS LINER ON ALL INTERIOR WALLS, CEILING, SUMP, INSIDE DOORS AND SHELVES PROTECTS EXPOSED CABINET SURFACES FROM RUST AND CORROSION. SEAM-FREE SURFACE ELIMINATES THE NEED FOR RIVETS | NON-POROUS SURFACE RESISTS STAINING AN CLEANS UP EASILY. ALL MODELS INCLUDE DOUBLE-WALL 18 GAUGE (1MM) WELDED CONSTRUCTION, 2" LIQUID-TIGHT CONTAINMENT SUMP, DUAL VENTS, ADJUSTABLE SHELVES |  | 7 | 8 | 12 | 0.3889 | CF | EA |  |  |  | 16.5 | 540 16 | US | 1 |  | 0 | STND | 30 | AF | IN | IN | IN | LN | WD | HT | P |  |  | O | O | O | O
GS-07F-238AA | JP-882424 | JUSTRITE | FLAMMABLE SAFETY CABINET FOR UNDER FUME | JP-882424 | FLAMMABLE SAFETY CABINET FOR UNDER FUME HOOD 24" SELF-CLOSING SILVER JUSTRITE | 35.75"H X24"WX21.625"D. 15 GALLONS ELF-CLOSE BLUE ACID CABINET WITH CHEMCOR LINER, RIGHT-HINGED. JUSTRITE'S CHEMCOR SAFETY STORAGE CABINETS ARE LINED WITH A UNIQUE, THERMOPLASTIC LINER AND OFFER SUPERIOR CORROSION PROTECTION | FIRE PROTECTION AND DURABILITY OF OTHER JUSTRITE CABINETS. 100% SEAMLESS LINER ON ALL INTERIOR WALLS, CEILING, SUMP, INSIDE DOORS AND SHELVES PROTECTS EXPOSED CABINET SURFACES FROM RUST AND CORROSION. SEAM-FREE SURFACE ELIMINATES THE NEED FOR RIVETS | NON-POROUS SURFACE RESISTS STAINING AN CLEANS UP EASILY. ALL MODELS INCLUDE DOUBLE-WALL 18 GAUGE (1MM) WELDED CONSTRUCTION, 2" LIQUID-TIGHT CONTAINMENT SUMP, DUAL VENTS, ADJUSTABLE SHELVES |  | 7 | 8 | 12 | 0.3889 | CF | EA |  |  |  | 136 | 540 16 | US | 1 |  | 0 | STND | 30 | AF | IN | IN | IN | LN | WD | HT | P |  |  | O | O | O | O
GS-07F-238AA | JP-882430 | JUSTRITE | FLAMMABLE SAFETY CABINET FOR UNDER FUME | JP-882430 | FLAMMABLE SAFETY CABINET FOR UNDER FUME HOOD 24" SELF-CLOSING YELLOW JUSTRITE | 35.75"H X24"WX21.625"D. 15 GALLONS ELF-CLOSE BLUE ACID CABINET WITH CHEMCOR LINER, LEFT-HINGED. JUSTRITE'S CHEMCOR SAFETY STORAGE CABINETS ARE LINED WITH A UNIQUE, THERMOPLASTIC LINER AND OFFER SUPERIOR CORROSION PROTECTION. | FIRE PROTECTION AND DURABILITY OF OTHER JUSTRITE CABINETS. 100% SEAMLESS LINER ON ALL INTERIOR WALLS, CEILING, SUMP, INSIDE DOORS AND SHELVES PROTECTS EXPOSED CABINET SURFACES FROM RUST AND CORROSION. SEAM-FREE SURFACE ELIMINATES THE NEED FOR RIVETS | NON-POROUS SURFACE RESISTS STAINING AN CLEANS UP EASILY. ALL MODELS INCLUDE DOUBLE-WALL 18 GAUGE (1MM) WELDED CONSTRUCTION, 2" LIQUID-TIGHT CONTAINMENT SUMP, DUAL VENTS, ADJUSTABLE SHELVES |  | 40 | 40 | 40 | 37.037 | CF | EA |  |  |  | 136 | 566 2 | US | 1 |  | 0 | STND | 30 | AF | IN | IN | IN | LN | WD | HT | P |  |  | O | O | O | O
GS-07F-238AA | JP-8825022 | JUSTRITE | ACID FUME HOOD CABINET CHEMCOR LINED 15 | JP-8825022 | ACID FUME HOOD CABINET CHEMCOR 15 GALLON 24" BLUE RH MANUAL JUSTRITE | 35.75"H X30"WX21.625"D. UNDER FUMEHOOD CABINETS ARE FULLY COMPLIANT AND DESIGNED FOR THE SAFE STORAGE AND VENTING OF SOLVENTS AND FLAMMABLE LIQUIDS. IDEAL IN LABORATORIES UNDER FUME HOODS, BENCHES, OR COUNTERS | WIDTHS RANGING FROM 24" (610MM) TO 48" (1219MM). SINGLE-DOOR CABINETS ARE OFFERED IN EITHER LEFT OR RIGHT-HINGE DOOR CLOSURES FOR EASY OPERATION WHERE SPACE IS AT A PREMIUM. BACK WALL VENTS WITH BUILT-IN FLAME ARRESTORS ARE POSITIONED AT LOWER | SOME JURISDICTIONS MANDATE VENTING OF VAPORS. FINISHED IN A DURABLE, CHEMICAL RESISTANT POWDER PAINT, THESE CABINETS COME IN TWO COLOR CHOICES TO COMPLEMENT NEW OR EXISTING CASEWORK: STAINLESS SILVER COLOR FOR NEUTRAL PREFERENCE |  | 40 | 40 | 40 | 37.037 | CF | EA |  |  |  | 135 | 566 2 | US | 1 |  | 0 | STND | 30 | AF | IN | IN | IN | LN | WD | HT | P |  |  | O | O | O | O
GS-07F-238AA | JP-8825122 | JUSTRITE | ACID FUME HOOD CABINET CHEMCOR LINED 15 | JP-8825122 | ACID FUME HOOD CABINET CHEMCOR 15 GALLON 24" BLUE LH MANUAL JUSTRITE | 35.75"H X30"WX21.625"D. UNDER FUMEHOOD CABINETS ARE FULLY COMPLIANT AND DESIGNED FOR THE SAFE STORAGE AND VENTING OF SOLVENTS AND FLAMMABLE LIQUIDS. IDEAL IN LABORATORIES UNDER FUME HOODS, BENCHES, OR COUNTERS | WIDTHS RANGING FROM 24" (610MM) TO 48" (1219MM). SINGLE-DOOR CABINETS ARE OFFERED IN EITHER LEFT OR RIGHT-HINGE DOOR CLOSURES FOR EASY OPERATION WHERE SPACE IS AT A PREMIUM. BACK WALL VENTS WITH BUILT-IN FLAME ARRESTORS ARE POSITIONED AT LOWER | SOME JURISDICTIONS MANDATE VENTING OF VAPORS. FINISHED IN A DURABLE, CHEMICAL RESISTANT POWDER PAINT, THESE CABINETS COME IN TWO COLOR CHOICES TO COMPLEMENT NEW OR EXISTING CASEWORK: STAINLESS SILVER COLOR FOR NEUTRAL PREFERENCE |  | 40 | 40 | 40 | 37.037 | CF | EA |  |  |  | 135 | 566 2 | US | 1 |  | 0 | STND | 30 | AF | IN | IN | IN | LN | WD | HT | P |  |  | O | O | O | O
GS-07F-238AA | JP-8825222 | JUSTRITE | ACID FUME HOOD CABINET CHEMCOR LINED 15 | JP-8825222 | ACID FUME HOOD CABINET CHEMCOR 15 GALLON 24" BLUE RH SELF- CLOSE JUSTRITE | 35.75"H X36"WX21.625"D. UNDER FUMEHOOD CABINETS ARE FULLY COMPLIANT AND DESIGNED FOR THE SAFE STORAGE AND VENTING OF SOLVENTS AND FLAMMABLE LIQUIDS. IDEAL IN LABORATORIES UNDER FUME HOODS, BENCHES, OR COUNTERS | WIDTHS RANGING FROM 24" (610MM) TO 48" (1219MM). SINGLE-DOOR CABINETS ARE OFFERED IN EITHER LEFT OR RIGHT-HINGE DOOR CLOSURES FOR EASY OPERATION WHERE SPACE IS AT A PREMIUM. BACK WALL VENTS WITH BUILT-IN FLAME ARRESTORS ARE POSITIONED AT LOWER | SOME JURISDICTIONS MANDATE VENTING OF VAPORS. FINISHED IN A DURABLE, CHEMICAL RESISTANT POWDER PAINT, THESE CABINETS COME IN TWO COLOR CHOICES TO COMPLEMENT NEW OR EXISTING CASEWORK: STAINLESS SILVER COLOR FOR NEUTRAL PREFERENCE |  | 40 | 40 | 40 | 37.037 | CF | EA |  |  |  | 136 | 566 2 | US | 1 |  | 0 | STND | 30 | AF | IN | IN | IN | LN | WD | HT | P |  |  | O | O | O | O
GS-07F-238AA | JP-8825322 | JUSTRITE | ACID FUME HOOD CABINET CHEMCOR LINED 15 | JP-8825322 | ACID FUME HOOD CABINET CHEMCOR 15 GALLON 24" BLUE LH SELF- CLOSE JUSTRITE | 35.75"H X36"WX21.625"D. UNDER FUMEHOOD CABINETS ARE FULLY COMPLIANT AND DESIGNED FOR THE SAFE STORAGE AND VENTING OF SOLVENTS AND FLAMMABLE LIQUIDS. IDEAL IN LABORATORIES UNDER FUME HOODS, BENCHES, OR COUNTERS | WIDTHS RANGING FROM 24" (610MM) TO 48" (1219MM). SINGLE-DOOR CABINETS ARE OFFERED IN EITHER LEFT OR RIGHT-HINGE DOOR CLOSURES FOR EASY OPERATION WHERE SPACE IS AT A PREMIUM. BACK WALL VENTS WITH BUILT-IN FLAME ARRESTORS ARE POSITIONED AT LOWER | SOME JURISDICTIONS MANDATE VENTING OF VAPORS. FINISHED IN A DURABLE, CHEMICAL RESISTANT POWDER PAINT, THESE CABINETS COME IN TWO COLOR CHOICES TO COMPLEMENT NEW OR EXISTING CASEWORK: STAINLESS SILVER COLOR FOR NEUTRAL PREFERENCE |  | 40 | 40 | 40 | 37.037 | CF | EA |  |  |  | 136 | 566 2 | US | 1 |  | 0 | STND | 30 | AF | IN | IN | IN | LN | WD | HT | P |  |  | O | O | O | O
GS-07F-238AA | JP-883000 | JUSTRITE | FLAMMABLE SAFETY CABINET FOR UNDER FUME | JP-883000 | FLAMMABLE SAFETY CABINET FOR UNDER FUME HOOD 30" MANUAL YELLOW JUSTRITE | 35.75"H X36"WX21.625"D. 23 GALLON MANUAL CLOSE BLUE ACID CABINET WITH CHEMCOR LINER. JUSTRITE'S CHEMCOR SAFETY STORAGE CABINETS ARE LINED WITH A UNIQUE, THERMOPLASTIC LINER AND OFFER SUPERIOR CORROSION PROTECTION. | FIRE PROTECTION AND DURABILITY OF OTHER JUSTRITE CABINETS. 100% SEAMLESS LINER ON ALL INTERIOR WALLS, CEILING, SUMP, INSIDE DOORS AND SHELVES PROTECTS EXPOSED CABINET SURFACES FROM RUST AND CORROSION. SEAM-FREE SURFACE ELIMINATES THE NEED FOR RIVETS | WHICH RISK CORROSION FROM SEEP-THROUGH CHEMICALS. NON-POROUS SURFACE RESISTS STAINING AN CLEANS UP EASILY. ALL MODELS INCLUDE DOUBLE-WALL 18 GAUGE (1MM) WELDED CONSTRUCTION, 2" LIQUID-TIGHT CONTAINMENT SUMP, DUAL VENTS, ADJUSTABLE SHELVES, THREE-POI |  | 40 | 40 | 40 | 37.037 | CF | EA |  |  |  | 176 | 566 2 | US | 1 |  | 0 | STND | 30 | AF | IN | IN | IN | LN | WD | HT | P |  |  | O | O | O | O
GS-07F-238AA | JP-883004 | JUSTRITE | FLAMMABLE SAFETY CABINET FOR UNDER FUME | JP-883004 | FLAMMABLE SAFETY CABINET FOR UNDER FUME HOOD 30" MANUAL SILVER JUSTRITE | 35.75"H X36"WX21.625"D. 23 GALLONS ELF-CLOSE BLUE ACID CABINET WITH CHEMCOR LINER. JUSTRITE'S CHEMCOR SAFETY STORAGE CABINETS ARE LINED WITH A UNIQUE, THERMOPLASTIC LINER AND OFFER SUPERIOR CORROSION PROTECTION. | FIRE PROTECTION AND DURABILITY OF OTHER JUSTRITE CABINETS. 100% SEAMLESS LINER ON ALL INTERIOR WALLS, CEILING, SUMP, INSIDE DOORS AND SHELVES PROTECTS EXPOSED CABINET SURFACES FROM RUST AND CORROSION. SEAM-FREE SURFACE ELIMINATES THE NEED FOR RIVETS | NON-POROUS SURFACE RESISTS STAINING AN CLEANS UP EASILY. ALL MODELS INCLUDE DOUBLE-WALL 18 GAUGE (1MM) WELDED CONSTRUCTION, 2" LIQUID-TIGHT CONTAINMENT SUMP, DUAL VENTS, ADJUSTABLE SHELVES |  | 66 | 30 | 31 | 35.5208 | CF | EA |  |  |  | 176 | 566 2 | US | 1 |  | 0 | STND | 30 | AF | IN | IN | IN | LN | WD | HT | P |  |  | O | O | O | O
GS-07F-238AA | JP-883020 | JUSTRITE | FLAMMABLE SAFETY CABINET FOR UNDER FUME | JP-883020 | FLAMMABLE SAFETY CABINET FOR UNDER FUME HOOD 30" SELF-CLOSING YELLOW JUSTRITE | 35.75"H X48"WX21.625"D. UNDER FUMEHOOD CABINETS ARE FULLY COMPLIANT AND DESIGNED FOR THE SAFE STORAGE AND VENTING OF SOLVENTS AND FLAMMABLE LIQUIDS. IDEAL IN LABORATORIES UNDER FUME HOODS, BENCHES, OR COUNTERS | WIDTHS RANGING FROM 24" (610MM) TO 48" (1219MM). SINGLE-DOOR CABINETS ARE OFFERED IN EITHER LEFT OR RIGHT-HINGE DOOR CLOSURES FOR EASY OPERATION WHERE SPACE IS AT A PREMIUM. BACK WALL VENTS WITH BUILT-IN FLAME ARRESTORS ARE POSITIONED AT LOWER | SOME JURISDICTIONS MANDATE VENTING OF VAPORS. FINISHED IN A DURABLE, CHEMICAL RESISTANT POWDER PAINT, THESE CABINETS COME IN TWO COLOR CHOICES TO COMPLEMENT NEW OR EXISTING CASEWORK: STAINLESS SILVER COLOR FOR NEUTRAL PREFERENCE |  | 66 | 30 | 31 | 35.5208 | CF | EA |  |  |  | 187 | 566 2 | US | 1 |  | 0 | STND | 30 | AF | IN | IN | IN | LN | WD | HT | P |  |  | O | O | O | O
GS-07F-238AA | JP-883024 | JUSTRITE | FLAMMABLE SAFETY CABINET FOR UNDER FUME | JP-883024 | FLAMMABLE SAFETY CABINET FOR UNDER FUME HOOD 30" SELF-CLOSING SILVER JUSTRITE | 35.75"H X48"WX21.625"D. UNDER FUMEHOOD CABINETS ARE FULLY COMPLIANT AND DESIGNED FOR THE SAFE STORAGE AND VENTING OF SOLVENTS AND FLAMMABLE LIQUIDS. IDEAL IN LABORATORIES UNDER FUME HOODS, BENCHES, OR COUNTERS | WIDTHS RANGING FROM 24" (610MM) TO 48" (1219MM). SINGLE-DOOR CABINETS ARE OFFERED IN EITHER LEFT OR RIGHT-HINGE DOOR CLOSURES FOR EASY OPERATION WHERE SPACE IS AT A PREMIUM. BACK WALL VENTS WITH BUILT-IN FLAME ARRESTORS ARE POSITIONED AT LOWER | SOME JURISDICTIONS MANDATE VENTING OF VAPORS. FINISHED IN A DURABLE, CHEMICAL RESISTANT POWDER PAINT, THESE CABINETS COME IN TWO COLOR CHOICES TO COMPLEMENT NEW OR EXISTING CASEWORK: STAINLESS SILVER COLOR FOR NEUTRAL PREFERENCE |  | 66 | 30 | 31 | 35.5208 | CF | EA |  |  |  | 187 | 566 2 | US | 1 |  | 0 | STND | 30 | AF | IN | IN | IN | LN | WD | HT | P |  |  | O | O | O | O
GS-07F-238AA | JP-8831022 | JUSTRITE | ACID FUME HOOD CABINET CHEMCOR LINED 19 | JP-8831022 | ACID FUME HOOD CABINET CHEMCOR 19 GALLON 30" BLUE MANUAL JUSTRITE | 35.75"H X48"WX21.625"D. 31 GALLON MANUAL CLOSE BLUE ACID CABINET WITH CHEMCOR LINER. JUSTRITE'S CHEMCOR SAFETY STORAGE CABINETS ARE LINED WITH A UNIQUE, THERMOPLASTIC LINER AND OFFER SUPERIOR CORROSION PROTECTION. | FIRE PROTECTION AND DURABILITY OF OTHER JUSTRITE CABINETS. 100% SEAMLESS LINER ON ALL INTERIOR WALLS, CEILING, SUMP, INSIDE DOORS AND SHELVES PROTECTS EXPOSED CABINET SURFACES FROM RUST AND CORROSION. SEAM-FREE SURFACE ELIMINATES THE NEED FOR RIVETS | NON-POROUS SURFACE RESISTS STAINING AN CLEANS UP EASILY. ALL MODELS INCLUDE DOUBLE-WALL 18 GAUGE (1MM) WELDED CONSTRUCTION, 2" LIQUID-TIGHT CONTAINMENT SUMP, DUAL VENTS, ADJUSTABLE SHELVES |  | 66 | 30 | 31 | 35.5208 | CF | EA |  |  |  | 186 | 566 2 | US | 1 |  | 0 | STND | 30 | AF | IN | IN | IN | LN | WD | HT | P |  |  | O | O | O | O
GS-07F-238AA | JP-8831222 | JUSTRITE | ACID FUME HOOD CABINET CHEMCOR LINED 19 | JP-8831222 | ACID FUME HOOD CABINET CHEMCOR 19 GALLON 30" BLUE SELF- CLOSE JUSTRITE | 35.75"H X48"WX21.625"D. 31 GALLONS ELF-CLOSE BLUE ACID CABINET WITH CHEMCOR LINER. JUSTRITE'S CHEMCOR SAFETY STORAGE CABINETS ARE LINED WITH A UNIQUE, THERMOPLASTIC LINER AND OFFER SUPERIOR CORROSION PROTECTION. | FIRE PROTECTION AND DURABILITY OF OTHER JUSTRITE CABINETS. 100% SEAMLESS LINER ON ALL INTERIOR WALLS, CEILING, SUMP, INSIDE DOORS AND SHELVES PROTECTS EXPOSED CABINET SURFACES FROM RUST AND CORROSION. SEAM-FREE SURFACE ELIMINATES THE NEED FOR RIVETS | NON-POROUS SURFACE RESISTS STAINING AN CLEANS UP EASILY. ALL MODELS INCLUDE DOUBLE-WALL 18 GAUGE (1MM) WELDED CONSTRUCTION, 2" LIQUID-TIGHT CONTAINMENT SUMP, DUAL VENTS, ADJUSTABLE SHELVES |  | 66 | 30 | 31 | 35.5208 | CF | EA |  |  |  | 187 | 566 2 | US | 1 |  | 0 | STND | 30 | AF | IN | IN | IN | LN | WD | HT | P |  |  | O | O | O | O
GS-07F-238AA | JP-883600 | JUSTRITE | FLAMMABLE SAFETY CABINET FOR UNDER FUME | JP-883600 | FLAMMABLE SAFETY CABINET FOR UNDER FUME HOOD 36" MANUAL YELLOW JUSTRITE | FLAMMABLE SAFETY CABINET FOR UNDER FUME HOOD 36" MANUAL YELLOW JUSTRITE |  |  |  | 66 | 30 | 31 | 35.5208 | CF | EA |  |  |  | 5 | 566 2 | US | 1 |  | 0 | STND | 30 | AF | IN | IN | IN | LN | WD | HT | P |  |  | O | O | O | O
GS-07F-238AA | JP-883604 | JUSTRITE | FLAMMABLE SAFETY CABINET FOR UNDER FUME | JP-883604 | FLAMMABLE SAFETY CABINET FOR UNDER FUME HOOD 36" MANUAL SILVER JUSTRITE | FLAMMABLE SAFETY CABINET FOR UNDER FUME HOOD 36" MANUAL SILVER JUSTRITE |  |  |  | 35 | 30 | 33 | 20.0521 | CF | EA |  |  |  | 79 | 566 2 | US | 1 |  | 0 | STND | 30 | AF | IN | IN | IN | LN | WD | HT | P |  |  | O | O | O | O
GS-07F-238AA | JP-883620 | JUSTRITE | FLAMMABLE SAFETY CABINET FOR UNDER FUME | JP-883620 | FLAMMABLE SAFETY CABINET FOR UNDER FUME HOOD 36" SELF-CLOSING YELLOW JUSTRITE | FLAMMABLE SAFETY CABINET FOR UNDER FUME HOOD 36" SELF-CLOSE YELLOW JUSTRITE |  |  |  | 51 | 30 | 31 | 27.4479 | CF | EA |  |  |  | 97 | 566 2 | US | 1 |  | 0 | STND | 30 | AF | IN | IN | IN | LN | WD | HT | P |  |  | O | O | O | O
GS-07F-238AA | JP-883624 | JUSTRITE | FLAMMABLE SAFETY CABINET FOR UNDER FUME | JP-883624 | FLAMMABLE SAFETY CABINET FOR UNDER FUME HOOD 36" SELF-CLOSING SILVER JUSTRITE | FLAMMABLE SAFETY CABINET FOR UNDER FUME HOOD 36" SELF-CLOSE SILVER JUSTRITE |  |  |  | 66 | 30 | 32 | 36.6667 | CF | EA |  |  |  | 114 | 566 2 | US | 1 |  | 0 | STND | 30 | AF | IN | IN | IN | LN | WD | HT | P |  |  | O | O | O | O
GS-07F-238AA | JP-8837022 | JUSTRITE | ACID FUME HOOD CABINET CHEMCOR LINED 23 | JP-8837022 | ACID FUME HOOD CABINET CHEMCOR 23 GALLON 36" BLUE MANUAL JUSTRITE | ACID FUME HOOD CABINET, CHEMCOR LINED 23 GALLON 36" BLUE MANUAL, JUSTRITE |  |  |  | 51 | 61 | 33 | 59.4115 | CF | EA |  |  |  | 178 | 566 2 | US | 1 |  | 0 | STND | 30 | AF | IN | IN | IN | LN | WD | HT | P |  |  | O | O | O | O
GS-07F-238AA | JP-884800 | JUSTRITE | FLAMMABLE SAFETY CABINET FOR UNDER FUME | JP-884800 | FLAMMABLE SAFETY CABINET FOR UNDER FUME HOOD 48" MANUAL YELLOW JUSTRITE | FLAMMABLE SAFETY CABINET FOR UNDER FUME HOOD 48" MANUAL YELLOW JUSTRITE |  |  |  | 66 | 30 | 31 | 35.5208 | CF | EA |  |  |  | 240 | 566 2 | US | 1 |  | 0 | STND | 30 | AF | IN | IN | IN | LN | WD | HT | P |  |  | O | O | O | O
GS-07F-238AA | JP-884804 | JUSTRITE | FLAMMABLE SAFETY CABINET FOR UNDER FUME | JP-884804 | FLAMMABLE SAFETY CABINET FOR UNDER FUME HOOD 48" MANUAL SILVER JUSTRITE | FLAMMABLE SAFETY CABINET FOR UNDER FUME HOOD 48" MANUAL SILVER JUSTRITE |  |  |  | 66 | 61 | 32 | 74.5556 | CF | EA |  |  |  | 187 | 566 2 | US | 1 |  | 0 | STND | 30 | AF | IN | IN | IN | LN | WD | HT | P |  |  | O | O | O | O
GS-07F-238AA | JP-884820 | JUSTRITE | FLAMMABLE SAFETY CABINET FOR UNDER FUME | JP-884820 | FLAMMABLE SAFETY CABINET FOR UNDER FUME HOOD 48" SELF-CLOSING YELLOW JUSTRITE | FLAMMABLE SAFETY CABINET FOR UNDER FUME HOOD 48" SELF-CLOSE YELLOW JUSTRITE |  |  |  | 69 | 60 | 36 | 86.25 | CF | EA |  |  |  | 198 | 566 2 | US | 1 |  | 0 | STND | 30 | AF | IN | IN | IN | LN | WD | HT | P |  |  | O | O | O | O
GS-07F-238AA | JP-8849022 | JUSTRITE | ACID FUME HOOD CABINET CHEMCOR LINED 31 | JP-8849022 | ACID FUME HOOD CABINET CHEMCOR 31 GALLON 48" BLUE MANUAL JUSTRITE | ACID FUME HOOD CABINET, CHEMCOR LINED 31 GALLON 48" BLUE MANUAL, JUSTRITE |  |  |  | 65 | 32 | 31 | 37.3148 | CF | EA |  |  |  | 240 | 566 2 | US | 1 |  | 0 | STND | 30 | AF | IN | IN | IN | LN | WD | HT | P |  |  | O | O | O | O
GS-07F-238AA | JP-8849222 | JUSTRITE | ACID FUME HOOD CABINET CHEMCOR LINED 31 | JP-8849222 | ACID FUME HOOD CABINET CHEMCOR 31 GALLON 48" BLUE SELF- CLOSE JUSTRITE | ACID FUME HOOD CABINET, CHEMCOR LINED 31 GALLON 48" BLUE SELF- CLOSE JUSTRITE |  |  |  | 70 | 60 | 33 | 80.2083 | CF | EA |  |  |  | 240 | 566 2 | US | 1 |  | 0 | STND | 30 | AF | IN | IN | IN | LN | WD | HT | P |  |  | O | O | O | O
GS-07F-238AA | JP-890400 | JUSTRITE | FLAMMABLE COUNTERTOP CABINET 4 GAL M | JP-890400 | FLAMMABLE COUNTERTOP CABINET 4 GALLON MANUAL JUSTRITE | 22"H X17"X17", YELLOW. WHEN STORING SMALLER QUANTITIES OF FLAMMABLE LIQUIDS AT A WORK STATION OR ADDING TO EXISTING STORAGE CAPACITIES. COUNTERTOP CABINETS ALLOW INCREASED ACCESS TO OFTEN-USED LIQUIDS, WITHOUT COMPROMISING SAFETY. PORTABLE SIZE. | SUPPLIED WITH ONE ADJUSTABLE SHELF. CABINETS ARE STURDILY CONSTRUCTED OF ALL-WELDED, 18-GAUGE (1MM), DOUBLE-WALLED STEEL WITH 1.5" (38MM) OF INSULATING AIR SPACE FOR FIRE RESISTANCE. FAIL-SAFE, 3-POINT SELF-LATCHING SYSTEM. | PROVIDES EASY, POSITIVE DOOR CLOSURE. |  | 21 | 18 | 18 | 3.9375 | CF | EA |  |  |  | 62 | 566 2 | US | 1 |  | 0 | STND | 30 | AF | IN | IN | IN | LN | WD | HT | P |  |  | O | O | O | O
GS-07F-238AA | JP-890401 | JUSTRITE | FLAMMABLE COUNTERTOP CABINET 4 GAL R | JP-890401 | FLAMMABLE COUNTERTOP CABINET 4 GALLON RED MANUAL JUSTRITE | 22"H X17"WX17"D. WHEN STORING SMALLER QUANTITIES OF FLAMMABLE LIQUIDS AT A WORK STATION OR ADDING TO EXISTING STORAGE CAPACITIES COUNTERTOP CABINETS ALLOW INCREASED ACCESS TO OFTEN-USED LIQUIDS, WITHOUT COMPROMISING SAFETY. PORTABLE SIZE. | SUPPLIED WITH ONE ADJUSTABLE SHELF. CABINETS ARE STURDILY CONSTRUCTED OF ALL-WELDED, 18-GAUGE (1MM), DOUBLE-WALLED STEEL WITH 1.5" (38MM) OF INSULATING AIR SPACE FOR FIRE RESISTANCE. FAIL-SAFE, 3-POINT SELF-LATCHING SYSTEM. | PROVIDES EASY, POSITIVE DOOR CLOSURE. |  | 23 | 22 | 29 | 8.4919 | CF | EA |  |  |  | 62 | 566 2 | US | 1 |  | 0 | STND | 30 | AF | IN | IN | IN | LN | WD | HT | P |  |  | O | O | O | O
GS-07F-238AA | JP-890402 | JUSTRITE | ACID COUNTERTOP CABINET 4 GAL BLUE M | JP-890402 | ACID COUNTERTOP CABINET 4 GALLON BLUE MANUAL JUSTRITE | SPECIALLY SIZED CABINETS FOR CORROSIVES OFFER A UNIQUE OPPORTUNITY TO CUSTOMIZE WORK AREAS AND MAKE THE MOST OF AVAILABLE SPACE. WHETHER ADDING TO EXISTING STORAGE SPACE OR MAKING SOLVENTS READILY AVAILABLE AT WORK STATION LOCATIONS. | THE SOLUTION WHEN SPACE IS AT A PREMIUM. CABINETS HAVE THE SAME FEATURES AS OUR LARGER CABINETS IN A CONVENIENT COMPACT SIZE. THESE CABINETS ARE NOT RECOMMENDED FOR STORAGE OF PHENOL, NITRIC ACID OR SULFURIC ACID. |  |  | 43 | 41 | 26 | 26.5266 | CF | EA |  |  |  | 63 | 566 2 | US | 1 |  | 0 | STND | 30 | AF | IN | IN | IN | LN | WD | HT | P |  |  | O | O | O | O
GS-07F-238AA | JP-890403 | JUSTRITE | FLAMMABLE COUNTERTOP CABINET 4 GAL G | JP-890403 | FLAMMABLE COUNTERTOP CABINET 4 GALLON GRAY MANUAL JUSTRITE | 22"H X17"WX17"D. WHEN STORING SMALLER QUANTITIES OF FLAMMABLE LIQUIDS AT A WORK STATION OR ADDING TO EXISTING STORAGE CAPACITIES COUNTERTOP CABINETS ALLOW INCREASED ACCESS TO OFTEN-USED LIQUIDS, WITHOUT COMPROMISING SAFETY. PORTABLE SIZE. | SUPPLIED WITH ONE ADJUSTABLE SHELF. CABINETS ARE STURDILY CONSTRUCTED OF ALL-WELDED, 18-GAUGE (1MM), DOUBLE-WALLED STEEL WITH 1.5" (38MM) OF INSULATING AIR SPACE FOR FIRE RESISTANCE. FAIL-SAFE, 3-POINT SELF-LATCHING SYSTEM. | PROVIDES EASY, POSITIVE DOOR CLOSURE. |  | 66 | 47 | 22 | 39.4931 | CF | EA |  |  |  | 63 | 566 2 | US | 1 |  | 0 | STND | 30 | AF | IN | IN | IN | LN | WD | HT | P |  |  | O | O | O | O
GS-07F-238AA | JP-890405 | JUSTRITE | FLAMMABLE COUNTERTOP CABINET 4 GAL W | JP-890405 | FLAMMABLE COUNTERTOP CABINET 4 GALLON WHITE MANUAL JUSTRITE | 22"H X17"WX17"D. WHEN STORING SMALLER QUANTITIES OF FLAMMABLE LIQUIDS AT A WORK STATION OR ADDING TO EXISTING STORAGE CAPACITIES COUNTERTOP CABINETS ALLOW INCREASED ACCESS TO OFTEN-USED LIQUIDS, WITHOUT COMPROMISING SAFETY. PORTABLE SIZE. | SUPPLIED WITH ONE ADJUSTABLE SHELF. CABINETS ARE STURDILY CONSTRUCTED OF ALL-WELDED, 18-GAUGE (1MM), DOUBLE-WALLED STEEL WITH 1.5" (38MM) OF INSULATING AIR SPACE FOR FIRE RESISTANCE. FAIL-SAFE, 3-POINT SELF-LATCHING SYSTEM. | PROVIDES EASY, POSITIVE DOOR CLOSURE. |  | 36 | 39 | 25 | 20.3125 | CF | EA |  |  |  | 63 | 566 2 | US | 1 |  | 0 | STND | 30 | AF | IN | IN | IN | LN | WD | HT | P |  |  | O | O | O | O
GS-07F-238AA | JP-890420 | JUSTRITE | FLAMMABLE COUNTERTOP CABINET 4 GAL S | JP-890420 | FLAMMABLE COUNTERTOP CABINET 4 GALLONS ELF-CLOSING JUSTRITE | 22"H X17"X17", YELLOW. WHEN STORING SMALLER QUANTITIES OF FLAMMABLE LIQUIDS AT A WORK STATION OR ADDING TO EXISTING STORAGE CAPACITIES COUNTERTOP CABINETS ALLOW INCREASED ACCESS TO OFTEN-USED LIQUIDS, WITHOUT COMPROMISING SAFETY. PORTABLE SIZE | SUPPLIED WITH ONE ADJUSTABLE SHELF. CABINETS ARE STURDILY CONSTRUCTED OF ALL-WELDED, 18-GAUGE (1MM), DOUBLE-WALLED STEEL WITH 1.5" (38MM) OF INSULATING AIR SPACE FOR FIRE RESISTANCE. FAIL-SAFE, 3-POINT SELF-LATCHING SYSTEM. | PROVIDES EASY, POSITIVE DOOR CLOSURE. |  | 2 | 40 | 15 | 0.6944 | CF | EA |  |  |  | 64 | 566 2 | US | 1 |  | 0 | STND | 30 | AF | IN | IN | IN | LN | WD | HT | P |  |  | O | O | O | O
GS-07F-238AA | JP-890421 | JUSTRITE | FLAMMABLE COUNTERTOP CABINET 4 GAL R | JP-890421 | FLAMMABLE COUNTERTOP CABINET 4 GALLON RED SELF-CLOSING JUSTRITE | 22"H X17"WX17"D. WHEN STORING SMALLER QUANTITIES OF FLAMMABLE LIQUIDS AT A WORK STATION OR ADDING TO EXISTING STORAGE CAPACITIES COUNTERTOP CABINETS ALLOW INCREASED ACCESS TO OFTEN-USED LIQUIDS, WITHOUT COMPROMISING SAFETY. PORTABLE SIZE. | SUPPLIED WITH ONE ADJUSTABLE SHELF. CABINETS ARE STURDILY CONSTRUCTED OF ALL-WELDED, 18-GAUGE (1MM), DOUBLE-WALLED STEEL WITH 1.5" (38MM) OF INSULATING AIR SPACE FOR FIRE RESISTANCE. FAIL-SAFE, 3-POINT SELF-LATCHING SYSTEM. | PROVIDES EASY, POSITIVE DOOR CLOSURE. |  | 5 | 18 | 50 | 2.6042 | CF | EA |  |  |  | 64 | 566 2 | US | 1 |  | 0 | STND | 30 | AF | IN | IN | IN | LN | WD | HT | P |  |  | O | O | O | O
GS-07F-238AA | JP-890422 | JUSTRITE | ACID COUNTERTOP CABINET 4 GAL BLUE S | JP-890422 | ACID COUNTERTOP CABINET 4 GALLON BLUE SELF-CLOSING JUSTRITE | SPECIALLY SIZED CABINETS FOR CORROSIVES OFFER A UNIQUE OPPORTUNITY TO CUSTOMIZE WORK AREAS AND MAKE THE MOST OF AVAILABLE SPACE. WHETHER ADDING TO EXISTING STORAGE SPACE OR MAKING SOLVENTS READILY AVAILABLE AT WORK STATION LOCATIONS. | THE SOLUTION WHEN SPACE IS AT A PREMIUM. CABINETS HAVE THE SAME FEATURES AS OUR LARGER CABINETS IN A CONVENIENT COMPACT SIZE. THESE CABINETS ARE NOT RECOMMENDED FOR STORAGE OF PHENOL, NITRIC ACID OR SULFURIC ACID. |  |  | 2 | 30 | 25 | 0.8681 | CF | EA |  |  |  | 65 | 566 2 | US | 1 |  | 0 | STND | 30 | AF | IN | IN | IN | LN | WD | HT | P |  |  | O | O | O | O
GS-07F-238AA | JP-890423 | JUSTRITE | FLAMMABLE COUNTERTOP CABINET 4 GAL G | JP-890423 | FLAMMABLE COUNTERTOP CABINET 4 GALLON GRAY SELF-CLOSING JUSTRITE | 22"H X17"WX17"D. WHEN STORING SMALLER QUANTITIES OF FLAMMABLE LIQUIDS AT A WORK STATION OR ADDING TO EXISTING STORAGE CAPACITIES COUNTERTOP CABINETS ALLOW INCREASED ACCESS TO OFTEN-USED LIQUIDS, WITHOUT COMPROMISING SAFETY. PORTABLE SIZE. | WORK AREAS FLEXIBLE. SUPPLIED WITH ONE ADJUSTABLE SHELF. CABINETS ARE STURDILY CONSTRUCTED OF ALL-WELDED, 18-GAUGE (1MM), DOUBLE-WALLED STEEL WITH 1.5" (38MM) OF INSULATING AIR SPACE FOR FIRE RESISTANCE. FAIL-SAFE, 3-POINT SELF-LATCHING SYSTEM | PROVIDES EASY, POSITIVE DOOR CLOSURE. |  | 2 | 40 | 15 | 0.6944 | CF | EA |  |  |  | 64 | 566 2 | US | 1 |  | 0 | STND | 30 | AF | IN | IN | IN | LN | WD | HT | P |  |  | O | O | O | O
GS-07F-238AA | JP-890425 | JUSTRITE | FLAMMABLE COUNTERTOP CABINET 4 GAL W | JP-890425 | FLAMMABLE COUNTERTOP CABINET 4 GALLON WHITE SELF-CLOSING JUSTRITE | 22"H X17"WX17"D. WHEN STORING SMALLER QUANTITIES OF FLAMMABLE LIQUIDS AT A WORK STATION OR ADDING TO EXISTING STORAGE CAPACITIES COUNTERTOP CABINETS ALLOW INCREASED ACCESS TO OFTEN-USED LIQUIDS, WITHOUT COMPROMISING SAFETY. PORTABLE SIZE. | WORK AREAS FLEXIBLE. SUPPLIED WITH ONE ADJUSTABLE SHELF. CABINETS ARE STURDILY CONSTRUCTED OF ALL-WELDED, 18-GAUGE (1MM), DOUBLE-WALLED STEEL WITH 1.5" (38MM) OF INSULATING AIR SPACE FOR FIRE RESISTANCE. FAIL-SAFE, 3-POINT SELF-LATCHING SYSTEM | PROVIDES EASY, POSITIVE DOOR CLOSURE. |  | 30 | 30 | 4 | 2.0833 | CF | EA |  |  |  | 64 | 566 2 | US | 1 |  | 0 | STND | 30 | AF | IN | IN | IN | LN | WD | HT | P |  |  | O | O | O | O
GS-07F-238AA | JP-890500 | JUSTRITE | FLAMMABLE AEROSOL CABINET 4 GAL (HOL | JP-890500 | FLAMMABLE AEROSOL CABINET 4 GALLON YELLOW MANUAL JUSTRITE | JUSTRITE'S FLAMMABLE AEROSOL CAN BENCHTOP SAFETY CABINET SAFELY STORES AND ORGANIZES AEROSOL CANS. CONSTRUCTED OF STURDY 18-GAUGE DOUBLE WALL, WELDED STEEL WITH 1.5" OF INSULATING AIR SPACE FOR FIRE RESISTANCE. CABINET FEATURES TWO 24-GAUGE GALVANIZE | STEEL ROLL-OUT SHELVES WITH " EASY-GLIDE" PLASTIC ROLLERS WITH STOPGUARD FOR PROTECTION AGAINST SHELF ' FALL-OUT.' FIXED POSITION SHELVES HAVE TWELVE 2.75"DIAMETER OPENINGS, ACCEPT CANS UP TO 10" TALL, AND ARE REMOVABLE FOR EASY CLEANING. CABINET IS | OUTFITTED WITH A SURE-GRIP FLUSH MOUNTED HANDLE WITH GRIPPER PAD FOR EASY FINGERTIP-CONTROLLED OPENING. THE NON-PROTRUDING HANDLE AND ROUNDED CORNERS ON DOORS ALSO PROVIDE AN ADDED MEASURE OF SAFETY. OTHER FEATURES INCLUDE THREE-POINT SELF-LATCH |  | 56 | 30 | 4 | 3.8889 | CF | EA |  |  |  | 97 | 566 2 | US | 1 |  | 0 | STND | 30 | AF | IN | IN | IN | LN | WD | HT | P |  |  | O | O | O | O
GS-07F-238AA | JP-891200 | JUSTRITE | FLAMMABLE COMPAC CABINET 12 GAL MANU | JP-891200 | FLAMMABLE COMPAC CABINET 12 GALLON MANUAL JUSTRITE | 35"H X23.25"X18", YELLOW. WHEN STORING SMALLER QUANTITIES OF FLAMMABLE LIQUIDS AT A WORK STATION OR ADDING TO EXISTING STORAGE CAPACITIES COMPAC CABINETS ALLOW INCREASED ACCESS TO OFTEN-USED LIQUIDS, WITHOUT COMPROMISING SAFETY. PORTABLE SIZE. | PS WORK AREAS FLEXIBLE. SUPPLIED WITH ONE ADJUSTABLE SHELF. CABINETS ARE STURDILY CONSTRUCTED OF ALL-WELDED, 18-GAUGE (1MM), DOUBLE-WALLED STEEL WITH 1.5" (38MM) OF INSULATING AIR SPACE FOR FIRE RESISTANCE. FAIL-SAFE, 3-POINT SELF-LATCHING SYSTEM PRO | PROVIDES EASY, POSITIVE DOOR CLOSURE. |  | 4 | 38 | 30 | 2.6389 | CF | EA |  |  |  | 120 | 566 2 | US | 1 |  | 0 | STND | 30 | AF | IN | IN | IN | LN | WD | HT | P |  |  | O | O | O | O
GS-07F-238AA | JP-891201 | JUSTRITE | FLAMMABLE COMPAC CABINET 12 GAL RED | JP-891201 | FLAMMABLE COMPAC CABINET 12 GALLON RED MANUAL JUSTRITE | 35"H 23.25"WX18"D. WHEN STORING SMALLER QUANTITIES OF FLAMMABLE LIQUIDS AT A WORK STATION OR ADDING TO EXISTING STORAGE CAPACITIES COMPAC CABINETS ALLOW INCREASED ACCESS TO OFTEN-USED LIQUIDS, WITHOUT COMPROMISING SAFETY. | K AREAS FLEXIBLE. SUPPLIED WITH ONE ADJUSTABLE SHELF. CABINETS ARE STURDILY CONSTRUCTED OF ALL-WELDED, 18-GAUGE (1MM), DOUBLE-WALLED STEEL WITH 1.5" (38MM) OF INSULATING AIR SPACE FOR FIRE RESISTANCE. FAIL-SAFE, 3-POINT SELF-LATCHING SYSTEM PROVIDES | PROVIDES EASY, POSITIVE DOOR CLOSURE. |  | 10 | 8 | 8 | 0.3704 | CF | EA |  |  |  | 120 | 540 16 | US | 1 |  | 0 | STND | 30 | AF | IN | IN | IN | LN | WD | HT | P |  |  | O | O | O | O
GS-07F-238AA | JP-891202 | JUSTRITE | ACID COMPAC CABINET 12 GAL BLUE MANU | JP-891202 | ACID COMPAC CABINET 12 GALLON BLUE MANUAL JUSTRITE | WHEN STORING SMALLER QUANTITIES OF FLAMMABLE LIQUIDS AT A WORK STATION OR ADDING TO EXISTING STORAGE CAPACITIES COMPAC CABINETS ALLOW INCREASED ACCESS TO OFTEN-USED LIQUIDS, WITHOUT COMPROMISING SAFETY. | ED WITH ONE ADJUSTABLE SHELF. CABINETS ARE STURDILY CONSTRUCTED OF ALL-WELDED, 18-GAUGE (1MM), DOUBLE-WALLED STEEL WITH 1.5" (38MM) OF INSULATING AIR SPACE FOR FIRE RESISTANCE. FAIL-SAFE, 3-POINT SELF-LATCHING SYSTEM PROVIDES EASY, POSITIVE DOOR CLOS | THREE DURABLE STAINLESS STEEL BULLET LATCHES OFFER OPTIMUM LONGEVITY WITH INCREASED HEAT RESISTANCE. APPROVAL, LISTING, REGULATION: FM, N, O. THESE CABINETS ARE NOT RECOMMENDED FOR STORAGE OF PHENOL, NITRIC ACID OR SULFURIC ACID. |  | 4 | 29 | 25 | 1.6782 | CF | EA |  |  |  | 121 | 566 2 | US | 1 |  | 0 | STND | 30 | AF | IN | IN | IN | LN | WD | HT | P |  |  | O | O | O | O
GS-07F-238AA | JP-8912022 | JUSTRITE | ACID COMPAC CABINET 12 GAL, CHEM | JP-8912022 | ACID COMPAC CABINET 12 GALLON , CHEMCOR LINER BLUE MANUAL JUSTRITE | 35"H X23.25"WX18"D, MANUAL CLOSE. SPECIALLY SIZED CABINETS FOR CORROSIVES OFFER A UNIQUE OPPORTUNITY TO CUSTOMIZE WORK AREAS AND MAKE THE MOST OF AVAILABLE SPACE. JUSTRITE'S CHEMCOR SAFETY STORAGE CABINETS ARE LINED WITH A UNIQUE, THERMOPLASTIC | LINER AND OFFER SUPERIOR CORROSION PROTECTION. | SEAM-FREE SURFACE ELIMINATES THE NEED FOR RIVETS OR FASTENERS WHICH RISK CORROSION FROM SEEP-THROUGH CHEMICALS. NON-POROUS SURFACE RESISTS STAINING AN CLEANS UP EASILY. ALL MODELS INCLUDE DOUBLE-WALL 18 GAUGE (1MM) WELDED CONSTRUCTION |  | 2 | 42 | 7 | 0.3403 | CF | EA |  |  |  | 121 | 540 16 | US | 1 |  | 0 | STND | 30 | AF | IN | IN | IN | LN | WD | HT | P |  |  | O | O | O | O
GS-07F-238AA | JP-891203 | JUSTRITE | FLAMMABLE COMPAC CABINET 12 GAL GRAY | JP-891203 | FLAMMABLE COMPAC CABINET 12 GALLON GRAY MANUAL JUSTRITE | 35"H 23.25"WX18"D. WHEN STORING SMALLER QUANTITIES OF FLAMMABLE LIQUIDS AT A WORK STATION OR ADDING TO EXISTING STORAGE CAPACITIES COMPAC CABINETS ALLOW INCREASED ACCESS TO OFTEN-USED LIQUIDS, WITHOUT COMPROMISING SAFETY. | K AREAS FLEXIBLE. SUPPLIED WITH ONE ADJUSTABLE SHELF. CABINETS ARE STURDILY CONSTRUCTED OF ALL-WELDED, 18-GAUGE (1MM), DOUBLE-WALLED STEEL WITH 1.5" (38MM) OF INSULATING AIR SPACE FOR FIRE RESISTANCE. FAIL-SAFE, 3-POINT SELF-LATCHING SYSTEM PROVIDES | PROVIDES EASY, POSITIVE DOOR CLOSURE. |  | 4 | 18 | 2 | 0.0833 | CF | EA |  |  |  | 120 | 540 16 | US | 1 |  | 0 | STND | 30 | AF | IN | IN | IN | LN | WD | HT | P |  |  | O | O | O | O
GS-07F-238AA | JP-891204 | JUSTRITE | PESTICIDE COMPAC CABINET 12 GAL GREE | JP-891204 | PESTICIDE COMPAC CABINET 12 GALLON GREEN MANUAL JUSTRITE | SMALLER STORAGE CAPACITY SAFETY CABINETS AID IN SEGREGATION AND ALLOW LIQUIDS TO BE STORED AT THE WORKSITE ELIMINATING THE POTENTIAL FOR DRIPS AND SPILLS DURING THE TRANSFER OF PESTICIDES. DISSIMILAR PESTICIDES STORED SEPARATELY PREVENT ONE PESTICIDE | FROM CONTAMINATING ANOTHER OR ACCIDENTAL USE OF THE WRONG CHEMICAL. CABINETS ARE STURDILY CONSTRUCTED OF ALL-WELDED, 18-GAUGE (1MM), DOUBLE-WALLED STEEL WITH 1.5" (38MM) OF INSULATING AIR SPACE FOR FIRE RESISTANCE. FAIL-SAFE, 3-POINT SELF-LATCHING SY | PROVIDES EASY, POSITIVE DOOR CLOSURE. |  | 5 | 7 | 6 | 0.1215 | CF | EA |  |  |  | 120 | 540 16 | US | 1 |  | 0 | STND | 30 | AF | IN | IN | IN | LN | WD | HT | P |  |  | O | O | O | O
GS-07F-238AA | JP-891205 | JUSTRITE | FLAMMABLE COMPAC CABINET 12 GAL WHIT | JP-891205 | FLAMMABLE COMPAC CABINET 12 GALLON WHITE MANUAL JUSTRITE | 35"H 23.25"WX18"D. WHEN STORING SMALLER QUANTITIES OF FLAMMABLE LIQUIDS AT A WORK STATION OR ADDING TO EXISTING STORAGE CAPACITIES COMPAC CABINETS ALLOW INCREASED ACCESS TO OFTEN-USED LIQUIDS, WITHOUT COMPROMISING SAFETY. | K AREAS FLEXIBLE. SUPPLIED WITH ONE ADJUSTABLE SHELF. CABINETS ARE STURDILY CONSTRUCTED OF ALL-WELDED, 18-GAUGE (1MM), DOUBLE-WALLED STEEL WITH 1.5" (38MM) OF INSULATING AIR SPACE FOR FIRE RESISTANCE. FAIL-SAFE, 3-POINT SELF-LATCHING SYSTEM PROVIDES | PROVIDES EASY, POSITIVE DOOR CLOSURE. |  | 4 | 4 | 4 | 0.037 | CF | EA |  |  |  | 120 | 540 16 | US | 1 |  | 0 | STND | 30 | AF | IN | IN | IN | LN | WD | HT | P |  |  | O | O | O | O
GS-07F-238AA | JP-891220 | JUSTRITE | FLAMMABLE COMPAC CABINET 12 GAL SELF | JP-891220 | FLAMMABLE COMPAC CABINET 12 GALLONS ELF-CLOSING JUSTRITE | 35"H X23.25"X18", YELLOW. WHEN STORING SMALLER QUANTITIES OF FLAMMABLE LIQUIDS AT A WORK STATION OR ADDING TO EXISTING STORAGE CAPACITIES COMPAC CABINETS ALLOW INCREASED ACCESS TO OFTEN-USED LIQUIDS, WITHOUT COMPROMISING SAFETY. PORTABLE SIZE. | PS WORK AREAS FLEXIBLE. SUPPLIED WITH ONE ADJUSTABLE SHELF. CABINETS ARE STURDILY CONSTRUCTED OF ALL-WELDED, 18-GAUGE (1MM), DOUBLE-WALLED STEEL WITH 1.5" (38MM) OF INSULATING AIR SPACE FOR FIRE RESISTANCE. FAIL-SAFE, 3-POINT SELF-LATCHING SYSTEM PRO | PROVIDES EASY, POSITIVE DOOR CLOSURE. |  | 4 | 5 | 7 | 0.081 | CF | EA |  |  |  | 122 | 540 16 | US | 1 |  | 0 | STND | 30 | AF | IN | IN | IN | LN | WD | HT | P |  |  | O | O | O | O
GS-07F-238AA | JP-891221 | JUSTRITE | FLAMMABLE COMPAC CABINET 12 GAL RED | JP-891221 | FLAMMABLE COMPAC CABINET 12 GALLON RED SELF-CLOSING JUSTRITE | 35"H 23.25"WX18"D. WHEN STORING SMALLER QUANTITIES OF FLAMMABLE LIQUIDS AT A WORK STATION OR ADDING TO EXISTING STORAGE CAPACITIES COMPAC CABINETS ALLOW INCREASED ACCESS TO OFTEN-USED LIQUIDS, WITHOUT COMPROMISING SAFETY. PORTABLE SIZE. | K AREAS FLEXIBLE. SUPPLIED WITH ONE ADJUSTABLE SHELF. CABINETS ARE STURDILY CONSTRUCTED OF ALL-WELDED, 18-GAUGE (1MM), DOUBLE-WALLED STEEL WITH 1.5" (38MM) OF INSULATING AIR SPACE FOR FIRE RESISTANCE. FAIL-SAFE, 3-POINT SELF-LATCHING SYSTEM PROVIDES | PROVIDES EASY, POSITIVE DOOR CLOSURE. |  | 5 | 7 | 6 | 0.1215 | CF | EA |  |  |  | 122 | 540 16 | US | 1 |  | 0 | STND | 30 | AF | IN | IN | IN | LN | WD | HT | P |  |  | O | O | O | O
GS-07F-238AA | JP-891222 | JUSTRITE | ACID COMPAC CABINET 12 GAL BLUE SELF | JP-891222 | ACID COMPAC CABINET 12 GALLON BLUE SELF-CLOSING JUSTRITE | WHEN STORING SMALLER QUANTITIES OF FLAMMABLE LIQUIDS AT A WORK STATION OR ADDING TO EXISTING STORAGE CAPACITIES COMPAC CABINETS ALLOW INCREASED ACCESS TO OFTEN-USED LIQUIDS, WITHOUT COMPROMISING SAFETY. | ED WITH ONE ADJUSTABLE SHELF. CABINETS ARE STURDILY CONSTRUCTED OF ALL-WELDED, 18-GAUGE (1MM), DOUBLE-WALLED STEEL WITH 1.5" (38MM) OF INSULATING AIR SPACE FOR FIRE RESISTANCE. FAIL-SAFE, 3-POINT SELF-LATCHING SYSTEM PROVIDES EASY, POSITIVE DOOR CLOS | THREE DURABLE STAINLESS STEEL BULLET LATCHES OFFER OPTIMUM LONGEVITY WITH INCREASED HEAT RESISTANCE. APPROVAL, LISTING, REGULATION: FM, N, O, U. THESE CABINETS ARE NOT RECOMMENDED FOR STORAGE OF PHENOL, NITRIC ACID OR SULFURIC ACID. |  | 4 | 5 | 7 | 0.081 | CF | EA |  |  |  | 123 | 540 16 | US | 1 |  | 0 | STND | 30 | AF | IN | IN | IN | LN | WD | HT | P |  |  | O | O | O | O
GS-07F-238AA | JP-8912222 | JUSTRITE | ACID COMPAC CABINET 12 GAL, CHEM | JP-8912222 | ACID COMPAC CABINET 12 GALLON , CHEMCOR LINER BLUE SELF-CLOSING JUSTRITE | 35"H X23.25"WX18"D, SELF-CLOSE. SPECIALLY SIZED CABINETS FOR CORROSIVES OFFER A UNIQUE OPPORTUNITY TO CUSTOMIZE WORK AREAS AND MAKE THE MOST OF AVAILABLE SPACE. JUSTRITE'S CHEMCOR SAFETY STORAGE CABINETS ARE LINED WITH A UNIQUE, THERMOPLASTIC L | INER AND OFFER SUPERIOR CORROSION PROTECTION. | SEAM-FREE SURFACE ELIMINATES THE NEED FOR RIVETS OR FASTENERS WHICH RISK CORROSION FROM SEEP-THROUGH CHEMICALS. NON-POROUS SURFACE RESISTS STAINING AN CLEANS UP EASILY. ALL MODELS INCLUDE DOUBLE-WALL 18 GAUGE (1MM) WELDED CONSTRUCTION |  | 78 | 10 | 23 | 10.3819 | CF | EA |  |  |  | 123 | 540 16 | US | 1 |  | 0 | STND | 30 | AF | IN | IN | IN | LN | WD | HT | P |  |  | O | O | O | O
GS-07F-238AA | JP-891223 | JUSTRITE | FLAMMABLE COMPAC CABINET 12 GAL GRAY | JP-891223 | FLAMMABLE COMPAC CABINET 12 GALLON GRAY SELF-CLOSING JUSTRITE | 35"H 23.25"WX18"D. WHEN STORING SMALLER QUANTITIES OF FLAMMABLE LIQUIDS AT A WORK STATION OR ADDING TO EXISTING STORAGE CAPACITIES COMPAC CABINETS ALLOW INCREASED ACCESS TO OFTEN-USED LIQUIDS, WITHOUT COMPROMISING SAFETY. PORTABLE SIZE. | K AREAS FLEXIBLE. SUPPLIED WITH ONE ADJUSTABLE SHELF. CABINETS ARE STURDILY CONSTRUCTED OF ALL-WELDED, 18-GAUGE (1MM), DOUBLE-WALLED STEEL WITH 1.5" (38MM) OF INSULATING AIR SPACE FOR FIRE RESISTANCE. FAIL-SAFE, 3-POINT SELF-LATCHING SYSTEM PROVIDES | PROVIDES EASY, POSITIVE DOOR CLOSURE. |  | 10 | 10 | 10 | 0.5787 | CF | EA |  |  |  | 122 | 540 16 | US | 1 |  | 0 | STND | 30 | AF | IN | IN | IN | LN | WD | HT | P |  |  | O | O | O | O
GS-07F-238AA | JP-891224 | JUSTRITE | PESTICIDE COMPAC CABINET 12 GAL GREE | JP-891224 | PESTICIDE COMPAC CABINET 12 GALLON GREEN SELF-CLOSING JUSTRITE | SMALLER STORAGE CAPACITY SAFETY CABINETS AID IN SEGREGATION AND ALLOW LIQUIDS TO BE STORED AT THE WORKSITE ELIMINATING THE POTENTIAL FOR DRIPS AND SPILLS DURING THE TRANSFER OF PESTICIDES. DISSIMILAR PESTICIDES STORED SEPARATELY PREVENT ONE PESTICIDE | FROM CONTAMINATING ANOTHER OR ACCIDENTAL USE OF THE WRONG CHEMICAL. CABINETS ARE STURDILY CONSTRUCTED OF ALL-WELDED, 18-GAUGE (1MM), DOUBLE-WALLED STEEL WITH 1.5" (38MM) OF INSULATING AIR SPACE FOR FIRE RESISTANCE. FAIL-SAFE, 3-POINT SELF-LATCHING SY | PROVIDES EASY, POSITIVE DOOR CLOSURE. |  | 36 | 36 | 18 | 13.5 | CF | EA |  |  |  | 122 | 540 16 | US | 1 |  | 0 | STND | 30 | AF | IN | IN | IN | LN | WD | HT | P |  |  | O | O | O | O
GS-07F-238AA | JP-891225 | JUSTRITE | FLAMMABLE COMPAC CABINET 12 GAL WHIT | JP-891225 | FLAMMABLE COMPAC CABINET 12 GALLON WHITE SELF-CLOSING JUSTRITE | 35"H 23.25"WX18"D. WHEN STORING SMALLER QUANTITIES OF FLAMMABLE LIQUIDS AT A WORK STATION OR ADDING TO EXISTING STORAGE CAPACITIES COMPAC CABINETS ALLOW INCREASED ACCESS TO OFTEN-USED LIQUIDS, WITHOUT COMPROMISING SAFETY. PORTABLE SIZE. | K AREAS FLEXIBLE. SUPPLIED WITH ONE ADJUSTABLE SHELF. CABINETS ARE STURDILY CONSTRUCTED OF ALL-WELDED, 18-GAUGE (1MM), DOUBLE-WALLED STEEL WITH 1.5" (38MM) OF INSULATING AIR SPACE FOR FIRE RESISTANCE. FAIL-SAFE, 3-POINT SELF-LATCHING SYSTEM PROVIDES | PROVIDES EASY, POSITIVE DOOR CLOSURE. |  | 21 | 15 | 15 | 2.7344 | CF | EA |  |  |  | 122 | 540 16 | US | 1 |  | 0 | STND | 30 | AF | IN | IN | IN | LN | WD | HT | P |  |  | O | O | O | O
GS-07F-238AA | JP-891300 | JUSTRITE | FLAMMABLE PIGGYBACK CABINET 12 GAL M | JP-891300 | FLAMMABLE PIGGYBACK CABINET 12 GALLON MANUAL JUSTRITE | 18"H 43"WX18"D, YELLOW. PROVIDE ADDITIONAL SAFE STORAGE FOR FLAMMABLES WITHOUT TAKING UP VALUABLE FLOOR SPACE. DESIGNED TO MOUNT ON TOP OF JUSTRITE'S STANDARD 30- AND 45 GALLON MANUAL OR SELF-CLOSE CABINETS, THEY CAN ALSO BE USED SINGLY AS A BEN | BENCHTOP STACK TO PROVIDE ADDITIONAL STORAGE. PIGGYBACK CABINETS ALSO LEND THEMSELVES TO WALL MOUNTING WITH THE PURCHASE OF A WALL HANGER ASSEMBLY. PIGGYBACK UNITS ARE NOT TO BE USED WITH SLIDING DOOR CABINETS. | ALL-WELDED, 18-GAUGE (1MM), DOUBLE-WALLED STEEL WITH 1.5" (38MM) OF INSULATING AIR SPACE FOR FIRE RESISTANCE. FAIL-SAFE, 3-POINT SELF-LATCHING SYSTEM PROVIDES EASY, POSITIVE DOOR CLOSURE. |  | 26 | 15 | 15 | 3.3854 | CF | EA |  |  |  | 129 | 540 16 | US | 1 |  | 0 | STND | 30 | AF | IN | IN | IN | LN | WD | HT | P |  |  | O | O | O | O
GS-07F-238AA | JP-891301 | JUSTRITE | FLAMMABLE PIGGYBACK CABINET 12 GAL R | JP-891301 | FLAMMABLE PIGGYBACK CABINET 12 GALLON RED MANUAL JUSTRITE | 18"H X43"WX18"D. PROVIDE ADDITIONAL SAFE STORAGE FOR FLAMMABLES WITHOUT TAKING UP VALUABLE FLOOR SPACE. DESIGNED TO MOUNT ON TOP OF JUSTRITE'S STANDARD 30- AND 45 GALLON MANUAL OR SELF-CLOSE CABINETS, THEY CAN ALSO BE USED SINGLY AS A BENCHTOP | STACK TO PROVIDE ADDITIONAL STORAGE. PIGGYBACK CABINETS ALSO LEND THEMSELVES TO WALL MOUNTING WITH THE PURCHASE OF A WALL HANGER ASSEMBLY. PIGGYBACK UNITS ARE NOT TO BE USED WITH SLIDING DOOR CABINETS. CABINETS ARE STURDILY CONSTRUCTED O | ALL-WELDED, 18-GAUGE (1MM), DOUBLE-WALLED STEEL WITH 1.5" (38MM) OF INSULATING AIR SPACE FOR FIRE RESISTANCE. FAIL-SAFE, 3-POINT SELF-LATCHING SYSTEM PROVIDES EASY, POSITIVE DOOR CLOSURE. |  | 29 | 20 | 20 | 6.713 | CF | EA |  |  |  | 129 | 540 16 | US | 1 |  | 0 | STND | 30 | AF | IN | IN | IN | LN | WD | HT | P |  |  | O | O | O | O
GS-07F-238AA | JP-891302 | JUSTRITE | ACID PIGGYBACK CABINET 12 GAL BLUE M | JP-891302 | ACID PIGGYBACK CABINET 12 GALLON BLUE MANUAL JUSTRITE | PROVIDE ADDITIONAL SAFE STORAGE FOR FLAMMABLES WITHOUT TAKING UP VALUABLE FLOOR SPACE. DESIGNED TO MOUNT ON TOP OF JUSTRITE'S STANDARD 30- AND 45 GALLON MANUAL OR SELF-CLOSE CABINETS, THEY CAN ALSO BE USED SINGLY AS A BENCHTOP STACK TO P | ROVIDE ADDITIONAL STORAGE. PIGGYBACK CABINETS ALSO LEND THEMSELVES TO WALL MOUNTING WITH THE PURCHASE OF A WALL HANGER ASSEMBLY. PIGGYBACK UNITS ARE NOT TO BE USED WITH SLIDING DOOR CABINETS. CABINETS ARE STURDILY CONSTRUCTED OF ALL-WELDED, 18-GAUGE | (1MM), DOUBLE-WALLED STEEL WITH 1.5" (38MM) OF INSULATING AIR SPACE FOR FIRE RESISTANCE. FAIL-SAFE, 3-POINT SELF-LATCHING SYSTEM PROVIDES EASY, POSITIVE DOOR CLOSURE. |  | 14 | 13 | 13 | 1.3692 | CF | EA |  |  |  | 130 | 540 16 | US | 1 |  | 0 | STND | 30 | AF | IN | IN | IN | LN | WD | HT | P |  |  | O | O | O | O
GS-07F-238AA | JP-8913022 | JUSTRITE | ACID PIGGYBACK CABINET 12 GAL, C | JP-8913022 | ACID PIGGYBACK CABINET 12 GALLON , CHEMCOR LINER BLUE MANUAL JUSTRITE | 12 GALLON MANUAL CLOSE BLUE ACID PIGGYBACK CABINET WITH CHEMCOR LINER WITH 2 DOORS AND 0 ADJUSTABLE SHELVES. JUSTRITE'S CHEMCOR SAFETY STORAGE CABINETS ARE LINED WITH A UNIQUE, THERMOPLASTIC LINER AND OFFER SUPERIOR CORROSION PROTECTION COMBINED WITH | FIRE PROTECTION AND DURABILITY OF JUSTRITE CABINETS. 100% SEAMLESS LINER ON ALL INTERIOR WALLS, CEILING, SUMP, INSIDE DOORS AND SHELVES PROTECTS EXPOSED CABINET SURFACES FROM RUST AND CORROSION. SEAM-FREE SURFACE ELIMINATES THE NEED FOR RIVETS | NO NEED FOR FASTENERS WHICH RISK CORROSION FROM SEEP-THROUGH CHEMICALS. NON-POROUS SURFACE RESISTS STAINING AN CLEANS UP EASILY. ALL MODELS INCLUDE DOUBLE-WALL 18 GAUGE (1MM) WELDED CONSTRUCTION, 2" LIQUID-TIGHT CONTAINMENT SUMP |  | 16 | 12 | 12 | 1.3333 | CF | EA |  |  |  | 130 | 540 16 | US | 1 |  | 0 | STND | 30 | AF | IN | IN | IN | LN | WD | HT | P |  |  | O | O | O | O
GS-07F-238AA | JP-891303 | JUSTRITE | FLAMMABLE PIGGYBACK CABINET 12 GAL G | JP-891303 | FLAMMABLE PIGGYBACK CABINET 12 GALLON GRAY MANUAL JUSTRITE | 18"H X43"WX18"D. PROVIDE ADDITIONAL SAFE STORAGE FOR FLAMMABLES WITHOUT TAKING UP VALUABLE FLOOR SPACE. DESIGNED TO MOUNT ON TOP OF JUSTRITE'S STANDARD 30- AND 45 GALLON MANUAL OR SELF-CLOSE CABINETS, THEY CAN ALSO BE USED SINGLY AS A BENCHTOP | STACK TO PROVIDE ADDITIONAL STORAGE. PIGGYBACK CABINETS ALSO LEND THEMSELVES TO WALL MOUNTING WITH THE PURCHASE OF A WALL HANGER ASSEMBLY. PIGGYBACK UNITS ARE NOT TO BE USED WITH SLIDING DOOR CABINETS. CABINETS ARE STURDILY CONSTRUCTED O | ALL-WELDED, 18-GAUGE (1MM), DOUBLE-WALLED STEEL WITH 1.5" (38MM) OF INSULATING AIR SPACE FOR FIRE RESISTANCE. FAIL-SAFE, 3-POINT SELF-LATCHING SYSTEM PROVIDES EASY, POSITIVE DOOR CLOSURE. |  | 36 | 24 | 24 | 12 | CF | EA |  |  |  | 129 | 540 16 | US | 1 |  | 0 | STND | 30 | AF | IN | IN | IN | LN | WD | HT | P |  |  | O | O | O | O
GS-07F-238AA | JP-891305 | JUSTRITE | FLAMMABLE PIGGYBACK CABINET 12 GAL W | JP-891305 | FLAMMABLE PIGGYBACK CABINET 12 GALLON WHITE MANUAL JUSTRITE | 18"H X43"WX18"D. PROVIDE ADDITIONAL SAFE STORAGE FOR FLAMMABLES WITHOUT TAKING UP VALUABLE FLOOR SPACE. DESIGNED TO MOUNT ON TOP OF JUSTRITE'S STANDARD 30- AND 45 GALLON MANUAL OR SELF-CLOSE CABINETS, THEY CAN ALSO BE USED SINGLY AS A BENCHTOP | STACK TO PROVIDE ADDITIONAL STORAGE. PIGGYBACK CABINETS ALSO LEND THEMSELVES TO WALL MOUNTING WITH THE PURCHASE OF A WALL HANGER ASSEMBLY. PIGGYBACK UNITS ARE NOT TO BE USED WITH SLIDING DOOR CABINETS. CABINETS ARE STURDILY CONSTRUCTED O | ALL-WELDED, 18-GAUGE (1MM), DOUBLE-WALLED STEEL WITH 1.5" (38MM) OF INSULATING AIR SPACE FOR FIRE RESISTANCE. FAIL-SAFE, 3-POINT SELF-LATCHING SYSTEM PROVIDES EASY, POSITIVE DOOR CLOSURE. |  | 16 | 16 | 4 | 0.5926 | CF | EA |  |  |  | 129 | 540 16 | US | 1 |  | 0 | STND | 30 | AF | IN | IN | IN | LN | WD | HT | P |  |  | O | O | O | O
GS-07F-238AA | JP-891320 | JUSTRITE | FLAMMABLE PIGGYBACK CABINET 12 GAL S | JP-891320 | FLAMMABLE PIGGYBACK CABINET 12 GALLONS ELF-CLOSING JUSTRITE | 18"H 43"WX18"D, YELLOW. PROVIDE ADDITIONAL SAFE STORAGE FOR FLAMMABLES WITHOUT TAKING UP VALUABLE FLOOR SPACE. DESIGNED TO MOUNT ON TOP OF JUSTRITE'S STANDARD 30- AND 45 GALLON MANUAL OR SELF-CLOSE CABINETS, THEY CAN ALSO BE USED SINGLY AS A BEN | BENCHTOP STACK TO PROVIDE ADDITIONAL STORAGE. PIGGYBACK CABINETS ALSO LEND THEMSELVES TO WALL MOUNTING WITH THE PURCHASE OF A WALL HANGER ASSEMBLY. PIGGYBACK UNITS ARE NOT TO BE USED WITH SLIDING DOOR CABINETS. | ALL-WELDED, 18-GAUGE (1MM), DOUBLE-WALLED STEEL WITH 1.5" (38MM) OF INSULATING AIR SPACE FOR FIRE RESISTANCE. FAIL-SAFE, 3-POINT SELF-LATCHING SYSTEM PROVIDES EASY, POSITIVE DOOR CLOSURE. |  | 15 | 15 | 2 | 0.2604 | CF | EA |  |  |  | 131 | 540 16 | US | 1 |  | 0 | STND | 30 | AF | IN | IN | IN | LN | WD | HT | P |  |  | O | O | O | O
GS-07F-238AA | JP-891321 | JUSTRITE | FLAMMABLE PIGGYBACK CABINET 12 GAL R | JP-891321 | FLAMMABLE PIGGYBACK CABINET 12 GALLON RED SELF-CLOSING JUSTRITE | 18"H X43"WX18"D. PROVIDE ADDITIONAL SAFE STORAGE FOR FLAMMABLES WITHOUT TAKING UP VALUABLE FLOOR SPACE. DESIGNED TO MOUNT ON TOP OF JUSTRITE'S STANDARD 30- AND 45 GALLON MANUAL OR SELF-CLOSE CABINETS, THEY CAN ALSO BE USED SINGLY AS A BENCHTOP | STACK TO PROVIDE ADDITIONAL STORAGE. PIGGYBACK CABINETS ALSO LEND THEMSELVES TO WALL MOUNTING WITH THE PURCHASE OF A WALL HANGER ASSEMBLY. PIGGYBACK UNITS ARE NOT TO BE USED WITH SLIDING DOOR CABINETS. CABINETS ARE STURDILY CONSTRUCTED O | ALL-WELDED, 18-GAUGE (1MM), DOUBLE-WALLED STEEL WITH 1.5" (38MM) OF INSULATING AIR SPACE FOR FIRE RESISTANCE. FAIL-SAFE, 3-POINT SELF-LATCHING SYSTEM PROVIDES EASY, POSITIVE DOOR CLOSURE. |  | 16 | 16 | 4 | 0.5926 | CF | EA |  |  |  | 131 | 540 16 | US | 1 |  | 0 | STND | 30 | AF | IN | IN | IN | LN | WD | HT | P |  |  | O | O | O | O
GS-07F-238AA | JP-891322 | JUSTRITE | ACID PIGGYBACK CABINET 12 GAL BLUE S | JP-891322 | ACID PIGGYBACK CABINET 12 GALLON BLUE SELF-CLOSING JUSTRITE | PROVIDE ADDITIONAL SAFE STORAGE FOR FLAMMABLES WITHOUT TAKING UP VALUABLE FLOOR SPACE. DESIGNED TO MOUNT ON TOP OF JUSTRITE'S STANDARD 30- AND 45 GALLON MANUAL OR SELF-CLOSE CABINETS, THEY CAN ALSO BE USED SINGLY AS A BENCHTOP STACK TO P | ROVIDE ADDITIONAL STORAGE. PIGGYBACK CABINETS ALSO LEND THEMSELVES TO WALL MOUNTING WITH THE PURCHASE OF A WALL HANGER ASSEMBLY. PIGGYBACK UNITS ARE NOT TO BE USED WITH SLIDING DOOR CABINETS. CABINETS ARE STURDILY CONSTRUCTED OF ALL-WELDED, 18-GAUGE | (1MM), DOUBLE-WALLED STEEL WITH 1.5" (38MM) OF INSULATING AIR SPACE FOR FIRE RESISTANCE. FAIL-SAFE, 3-POINT SELF-LATCHING SYSTEM PROVIDES EASY, POSITIVE DOOR CLOSURE. |  | 15 | 15 | 2 | 0.2604 | CF | EA |  |  |  | 132 | 540 16 | US | 1 |  | 0 | STND | 30 | AF | IN | IN | IN | LN | WD | HT | P |  |  | O | O | O | O
GS-07F-238AA | JP-8913222 | JUSTRITE | ACID PIGGYBACK CABINET 12 GAL, C | JP-8913222 | ACID PIGGYBACK CABINET 12 GALLON , CHEMCOR LINER BLUE SELF-CLOSING JUSTRITE | 12 GALLONS ELF-CLOSE BLUE ACID PIGGYBACK CABINET WITH CHEMCOR LINER WITH 2 DOORS AND 0 ADJUSTABLE SHELVES. JUSTRITE'S CHEMCOR SAFETY STORAGE CABINETS ARE LINED WITH A UNIQUE, THERMOPLASTIC LINER AND OFFER SUPERIOR CORROSION PROTECTION COMBINED WITH T | HE FIRE PROTECTION AND DURABILITY OF OTHER JUSTRITE CABINETS. 100% SEAMLESS LINER ON ALL INTERIOR WALLS, CEILING, SUMP, INSIDE DOORS AND SHELVES PROTECTS EXPOSED CABINET SURFACES FROM RUST AND CORROSION. SEAM-FREE SURFACE ELIMINATES THE NEED FOR RIVE | NO OR FASTENERS WHICH RISK CORROSION FROM SEEP-THROUGH CHEMICALS. NON-POROUS SURFACE RESISTS STAINING AN CLEANS UP EASILY. ALL MODELS INCLUDE DOUBLE-WALL 18 GAUGE (1MM) WELDED CONSTRUCTION, 2" LIQUID-TIGHT CONTAINMENT SUMP, DUAL VENTS |  | 24 | 24 | 6 | 2 | CF | EA |  |  |  | 132 | 540 16 | US | 1 |  | 0 | STND | 30 | AF | IN | IN | IN | LN | WD | HT | P |  |  | O | O | O | O
GS-07F-238AA | JP-891323 | JUSTRITE | FLAMMABLE PIGGYBACK CABINET 12 GAL G | JP-891323 | FLAMMABLE PIGGYBACK CABINET 12 GALLON GRAY SELF-CLOSING JUSTRITE | 18"H X43"WX18"D. PROVIDE ADDITIONAL SAFE STORAGE FOR FLAMMABLES WITHOUT TAKING UP VALUABLE FLOOR SPACE. DESIGNED TO MOUNT ON TOP OF JUSTRITE'S STANDARD 30- AND 45 GALLON MANUAL OR SELF-CLOSE CABINETS, THEY CAN ALSO BE USED SINGLY AS A BENCHTOP | STACK TO PROVIDE ADDITIONAL STORAGE. PIGGYBACK CABINETS ALSO LEND THEMSELVES TO WALL MOUNTING WITH THE PURCHASE OF A WALL HANGER ASSEMBLY. PIGGYBACK UNITS ARE NOT TO BE USED WITH SLIDING DOOR CABINETS. CABINETS ARE STURDILY CONSTRUCTED O | ALL-WELDED, 18-GAUGE (1MM), DOUBLE-WALLED STEEL WITH 1.5" (38MM) OF INSULATING AIR SPACE FOR FIRE RESISTANCE. FAIL-SAFE, 3-POINT SELF-LATCHING SYSTEM PROVIDES EASY, POSITIVE DOOR CLOSURE. |  | 15 | 15 | 2 | 0.2604 | CF | EA |  |  |  | 132 | 540 16 | US | 1 |  | 0 | STND | 30 | AF | IN | IN | IN | LN | WD | HT | P |  |  | O | O | O | O
GS-07F-238AA | JP-891325 | JUSTRITE | FLAMMABLE PIGGYBACK CABINET 12 GAL W | JP-891325 | FLAMMABLE PIGGYBACK CABINET 12 GALLON WHITE SELF-CLOSING JUSTRITE | 18"H X43"WX18"D. PROVIDE ADDITIONAL SAFE STORAGE FOR FLAMMABLES WITHOUT TAKING UP VALUABLE FLOOR SPACE. DESIGNED TO MOUNT ON TOP OF JUSTRITE'S STANDARD 30- AND 45 GALLON MANUAL OR SELF-CLOSE CABINETS, THEY CAN ALSO BE USED SINGLY AS A BENCHTOP | STACK TO PROVIDE ADDITIONAL STORAGE. PIGGYBACK CABINETS ALSO LEND THEMSELVES TO WALL MOUNTING WITH THE PURCHASE OF A WALL HANGER ASSEMBLY. PIGGYBACK UNITS ARE NOT TO BE USED WITH SLIDING DOOR CABINETS. CABINETS ARE STURDILY CONSTRUCTED O | ALL-WELDED, 18-GAUGE (1MM), DOUBLE-WALLED STEEL WITH 1.5" (38MM) OF INSULATING AIR SPACE FOR FIRE RESISTANCE. FAIL-SAFE, 3-POINT SELF-LATCHING SYSTEM PROVIDES EASY, POSITIVE DOOR CLOSURE. |  | 25 | 15 | 15 | 3.2552 | CF | EA |  |  |  | 132 | 540 16 | US | 1 |  | 0 | STND | 30 | AF | IN | IN | IN | LN | WD | HT | P |  |  | O | O | O | O
GS-07F-238AA | JP-891500 | JUSTRITE | FLAMMABLE COMPAC CABINET 15 GAL MANU | JP-891500 | FLAMMABLE COMPAC CABINET 15 GALLON MANUAL JUSTRITE | 44"H X23.25"X18", YELLOW. WHEN STORING SMALLER QUANTITIES OF FLAMMABLE LIQUIDS AT A WORK STATION OR ADDING TO EXISTING STORAGE CAPACITIES COMPAC CABINETS ALLOW INCREASED ACCESS TO OFTEN-USED LIQUIDS, WITHOUT COMPROMISING SAFETY. PORTABLE SIZE. | PS WORK AREAS FLEXIBLE. SUPPLIED WITH ONE ADJUSTABLE SHELF. CABINETS ARE STURDILY CONSTRUCTED OF ALL-WELDED, 18-GAUGE (1MM), DOUBLE-WALLED STEEL WITH 1.5" (38MM) OF INSULATING AIR SPACE FOR FIRE RESISTANCE. FAIL-SAFE, 3-POINT SELF-LATCHING SYSTEM PRO | PROVIDES EASY, POSITIVE DOOR CLOSURE. |  | 30 | 15 | 15 | 3.9063 | CF | EA |  |  |  | 154 | 540 16 | US | 1 |  | 0 | STND | 30 | AF | IN | IN | IN | LN | WD | HT | P |  |  | O | O | O | O
GS-07F-238AA | JP-891501 | JUSTRITE | FLAMMABLE COMPAC CABINET 15 GAL RED | JP-891501 | FLAMMABLE COMPAC CABINET 15 GALLON RED MANUAL JUSTRITE | 35"H 23.25"WX18"D. WHEN STORING SMALLER QUANTITIES OF FLAMMABLE LIQUIDS AT A WORK STATION OR ADDING TO EXISTING STORAGE CAPACITIES COMPAC CABINETS ALLOW INCREASED ACCESS TO OFTEN-USED LIQUIDS, WITHOUT COMPROMISING SAFETY. | K AREAS FLEXIBLE. SUPPLIED WITH ONE ADJUSTABLE SHELF. CABINETS ARE STURDILY CONSTRUCTED OF ALL-WELDED, 18-GAUGE (1MM), DOUBLE-WALLED STEEL WITH 1.5" (38MM) OF INSULATING AIR SPACE FOR FIRE RESISTANCE. FAIL-SAFE, 3-POINT SELF-LATCHING SYSTEM PROVIDES | PROVIDES EASY, POSITIVE DOOR CLOSURE. |  | 33 | 20 | 20 | 7.6389 | CF | EA |  |  |  | 154 | 540 16 | US | 1 |  | 0 | STND | 30 | AF | IN | IN | IN | LN | WD | HT | P |  |  | O | O | O | O
GS-07F-238AA | JP-891502 | JUSTRITE | ACID COMPAC CABINET 15 GAL BLUE MANU | JP-891502 | ACID COMPAC CABINET 15 GALLON BLUE MANUAL JUSTRITE | WHEN STORING SMALLER QUANTITIES OF FLAMMABLE LIQUIDS AT A WORK STATION OR ADDING TO EXISTING STORAGE CAPACITIES COMPAC CABINETS ALLOW INCREASED ACCESS TO OFTEN-USED LIQUIDS, WITHOUT COMPROMISING SAFETY. | ED WITH ONE ADJUSTABLE SHELF. CABINETS ARE STURDILY CONSTRUCTED OF ALL-WELDED, 18-GAUGE (1MM), DOUBLE-WALLED STEEL WITH 1.5" (38MM) OF INSULATING AIR SPACE FOR FIRE RESISTANCE. FAIL-SAFE, 3-POINT SELF-LATCHING SYSTEM PROVIDES EASY, POSITIVE DOOR CLOS | THREE DURABLE STAINLESS STEEL BULLET LATCHES OFFER OPTIMUM LONGEVITY WITH INCREASED HEAT RESISTANCE. APPROVAL, LISTING, REGULATION: FM, N, O. THESE CABINETS ARE NOT RECOMMENDED FOR STORAGE OF PHENOL, NITRIC ACID OR SULFURIC ACID. |  | 42 | 24 | 24 | 14 | CF | EA |  |  |  | 155 | 540 16 | US | 1 |  | 0 | STND | 30 | AF | IN | IN | IN | LN | WD | HT | P |  |  | O | O | O | O
GS-07F-238AA | JP-891503 | JUSTRITE | FLAMMABLE COMPAC CABINET 15 GAL GRAY | JP-891503 | FLAMMABLE COMPAC CABINET 15 GALLON GRAY MANUAL JUSTRITE | 35"H 23.25"WX18"D. WHEN STORING SMALLER QUANTITIES OF FLAMMABLE LIQUIDS AT A WORK STATION OR ADDING TO EXISTING STORAGE CAPACITIES COMPAC CABINETS ALLOW INCREASED ACCESS TO OFTEN-USED LIQUIDS, WITHOUT COMPROMISING SAFETY. | K AREAS FLEXIBLE. SUPPLIED WITH ONE ADJUSTABLE SHELF. CABINETS ARE STURDILY CONSTRUCTED OF ALL-WELDED, 18-GAUGE (1MM), DOUBLE-WALLED STEEL WITH 1.5" (38MM) OF INSULATING AIR SPACE FOR FIRE RESISTANCE. FAIL-SAFE, 3-POINT SELF-LATCHING SYSTEM PROVIDES | PROVIDES EASY, POSITIVE DOOR CLOSURE. |  | 13 | 13 | 2 | 0.1956 | CF | EA |  |  |  | 154 | 540 16 | US | 1 |  | 0 | STND | 30 | AF | IN | IN | IN | LN | WD | HT | P |  |  | O | O | O | O
GS-07F-238AA | JP-891505 | JUSTRITE | FLAMMABLE COMPAC CABINET 15 GAL WHIT | JP-891505 | FLAMMABLE COMPAC CABINET 15 GALLON WHITE MANUAL JUSTRITE | 35"H 23.25"WX18"D. WHEN STORING SMALLER QUANTITIES OF FLAMMABLE LIQUIDS AT A WORK STATION OR ADDING TO EXISTING STORAGE CAPACITIES COMPAC CABINETS ALLOW INCREASED ACCESS TO OFTEN-USED LIQUIDS, WITHOUT COMPROMISING SAFETY. | K AREAS FLEXIBLE. SUPPLIED WITH ONE ADJUSTABLE SHELF. CABINETS ARE STURDILY CONSTRUCTED OF ALL-WELDED, 18-GAUGE (1MM), DOUBLE-WALLED STEEL WITH 1.5" (38MM) OF INSULATING AIR SPACE FOR FIRE RESISTANCE. FAIL-SAFE, 3-POINT SELF-LATCHING SYSTEM PROVIDES | PROVIDES EASY, POSITIVE DOOR CLOSURE. |  | 16 | 16 | 4 | 0.5926 | CF | EA |  |  |  | 154 | 540 16 | US | 1 |  | 0 | STND | 30 | AF | IN | IN | IN | LN | WD | HT | P |  |  | O | O | O | O
GS-07F-238AA | JP-891510 | JUSTRITE | COMBUSTIBLE PAINT AND INK SAFETY CABINET | JP-891510 | COMBUSTIBLE SAFETY CABINET 20 GALLON YELLOW MANUAL JUSTRITE | 44"H 23.25"WX18"D. 20 GAL PAINT AND INK CABINET FOR THE STORAGE OF COMBUSTIBLES, MANUAL CLOSE 1 DOOR WITH 2 ADJUSTABLE SHELVES. SEPARATE AND IDENTIFY CLASS III COMBUSTIBLES IN HIGH PERFORMANCE YELLOW PAINT AND INK SAFETY STORAGE CABINETS. MULTIP | LE ADJUSTABLE SHELVES ACCOMMODATE MANY SMALLER PAINT CANS, AEROSOLS, AND INKS FOUND IN PRINTING, PAINTING, FURNITURE AND AUTOMOTIVE OPERATIONS. FEATURES INCLUDE: DOUBLE WALL CONSTRUCTION WITH 1.5" INSULATING AIR SPACE FOR FIRE RESISTANCE, WELDED 18-G | FINISHED IN TOUGH, CHEMICAL RESISTANT BAKED-ON POWDER PAINT, EASY CLOSE, SELF-LATCHING DOORS FOR MAXIMUM FIRE PROTECTION, SPILL-CATCHER SHELVES CATCH INCIDENTAL DRIPS AND ADJUST ON 2.25" CENTERS, LEAK TIGHT 2" SUMP TO CONTAIN SPILLS |  | 20 | 20 | 5 | 1.1574 | CF | EA |  |  |  | 142 | 540 16 | US | 1 |  | 0 | STND | 30 | AF | IN | IN | IN | LN | WD | HT | P |  |  | O | O | O | O
GS-07F-238AA | JP-891511 | JUSTRITE | COMBUSTIBLE PAINT AND INK SAFETY CABINET | JP-891511 | COMBUSTIBLE SAFETY CABINET 20 GALLON RED MANUAL JUSTRITE | 44"H 23.25"WX18"D. 20 GAL PAINT AND INK CABINET FOR THE STORAGE OF COMBUSTIBLES, MANUAL CLOSE 1 DOOR WITH 2 ADJUSTABLE SHELVES. SEPARATE AND IDENTIFY CLASS III COMBUSTIBLES IN HIGH PERFORMANCE RED PAINT AND INK SAFETY STORAGE CABINETS. MULTIPLE | ADJUSTABLE SHELVES ACCOMMODATE MANY SMALLER PAINT CANS, AEROSOLS, AND INKS FOUND IN PRINTING, PAINTING, FURNITURE AND AUTOMOTIVE OPERATIONS. FEATURES INCLUDE: DOUBLE WALL CONSTRUCTION WITH 1.5" INSULATING AIR SPACE FOR FIRE RESISTANCE, WELDED 18-GAUG | FINISHED IN TOUGH, CHEMICAL RESISTANT BAKED-ON POWDER PAINT, EASY CLOSE, SELF-LATCHING DOORS FOR MAXIMUM FIRE PROTECTION, SPILL-CATCHER SHELVES CATCH INCIDENTAL DRIPS AND ADJUST ON 2.25" CENTERS, LEAK TIGHT 2" SUMP TO CONTAIN SPILLS |  | 25 | 24 | 9 | 3.125 | CF | EA |  |  |  | 156 | 540 16 | US | 1 |  | 0 | STND | 30 | AF | IN | IN | IN | LN | WD | HT | P |  |  | O | O | O | O
GS-07F-238AA | JP-891520 | JUSTRITE | FLAMMABLE COMPAC CABINET 15 GAL SELF | JP-891520 | FLAMMABLE COMPAC CABINET 15 GALLONS ELF-CLOSING JUSTRITE | 44"H X23.25"X18", YELLOW. WHEN STORING SMALLER QUANTITIES OF FLAMMABLE LIQUIDS AT A WORK STATION OR ADDING TO EXISTING STORAGE CAPACITIES COMPAC CABINETS ALLOW INCREASED ACCESS TO OFTEN-USED LIQUIDS, WITHOUT COMPROMISING SAFETY. PORTABLE SIZE. | PS WORK AREAS FLEXIBLE. SUPPLIED WITH ONE ADJUSTABLE SHELF. CABINETS ARE STURDILY CONSTRUCTED OF ALL-WELDED, 18-GAUGE (1MM), DOUBLE-WALLED STEEL WITH 1.5" (38MM) OF INSULATING AIR SPACE FOR FIRE RESISTANCE. FAIL-SAFE, 3-POINT SELF-LATCHING SYSTEM | VIDES EASY, POSITIVE DOOR CLOSURE. |  | 16 | 13 | 13 | 1.5648 | CF | EA |  |  |  | 156 | 540 16 | US | 1 |  | 0 | STND | 30 | AF | IN | IN | IN | LN | WD | HT | P |  |  | O | O | O | O
GS-07F-238AA | JP-891521 | JUSTRITE | FLAMMABLE COMPAC CABINET 15 GAL RED | JP-891521 | FLAMMABLE COMPAC CABINET 15 GALLON RED SELF-CLOSING JUSTRITE | 35"H 23.25"WX18"D. WHEN STORING SMALLER QUANTITIES OF FLAMMABLE LIQUIDS AT A WORK STATION OR ADDING TO EXISTING STORAGE CAPACITIES COMPAC CABINETS ALLOW INCREASED ACCESS TO OFTEN-USED LIQUIDS, WITHOUT COMPROMISING SAFETY. PORTABLE SIZE. | K AREAS FLEXIBLE. SUPPLIED WITH ONE ADJUSTABLE SHELF. CABINETS ARE STURDILY CONSTRUCTED OF ALL-WELDED, 18-GAUGE (1MM), DOUBLE-WALLED STEEL WITH 1.5" (38MM) OF INSULATING AIR SPACE FOR FIRE RESISTANCE. FAIL-SAFE, 3-POINT SELF-LATCHING SYSTEM PROVIDES | EASY, POSITIVE DOOR CLOSURE. |  | 18 | 13 | 12 | 1.625 | CF | EA |  |  |  | 141 | 540 16 | US | 1 |  | 0 | STND | 30 | AF | IN | IN | IN | LN | WD | HT | P |  |  | O | O | O | O
GS-07F-238AA | JP-891522 | JUSTRITE | ACID COMPAC CABINET 15 GAL BLUE SELF | JP-891522 | ACID COMPAC CABINET 15 GALLON BLUE SELF-CLOSING JUSTRITE | WHEN STORING SMALLER QUANTITIES OF FLAMMABLE LIQUIDS AT A WORK STATION OR ADDING TO EXISTING STORAGE CAPACITIES COMPAC CABINETS ALLOW INCREASED ACCESS TO OFTEN-USED LIQUIDS, WITHOUT COMPROMISING SAFETY. | ED WITH ONE ADJUSTABLE SHELF. CABINETS ARE STURDILY CONSTRUCTED OF ALL-WELDED, 18-GAUGE (1MM), DOUBLE-WALLED STEEL WITH 1.5" (38MM) OF INSULATING AIR SPACE FOR FIRE RESISTANCE. FAIL-SAFE, 3-POINT SELF-LATCHING SYSTEM PROVIDES EASY, POSITIVE DOOR CLOS | THREE DURABLE STAINLESS STEEL BULLET LATCHES OFFER OPTIMUM LONGEVITY WITH INCREASED HEAT RESISTANCE. APPROVAL, LISTING, REGULATION: FM, N, O. THESE CABINETS ARE NOT RECOMMENDED FOR STORAGE OF PHENOL, NITRIC ACID OR SULFURIC ACID. |  | 25 | 15 | 15 | 3.2552 | CF | EA |  |  |  | 157 | 540 16 | US | 1 |  | 0 | STND | 30 | AF | IN | IN | IN | LN | WD | HT | P |  |  | O | O | O | O
GS-07F-238AA | JP-891523 | JUSTRITE | FLAMMABLE COMPAC CABINET 15 GAL GRAY | JP-891523 | FLAMMABLE COMPAC CABINET 15 GALLON GRAY SELF-CLOSING JUSTRITE | 35"H 23.25"WX18"D. WHEN STORING SMALLER QUANTITIES OF FLAMMABLE LIQUIDS AT A WORK STATION OR ADDING TO EXISTING STORAGE CAPACITIES COMPAC CABINETS ALLOW INCREASED ACCESS TO OFTEN-USED LIQUIDS, WITHOUT COMPROMISING SAFETY. | K AREAS FLEXIBLE. SUPPLIED WITH ONE ADJUSTABLE SHELF. CABINETS ARE STURDILY CONSTRUCTED OF ALL-WELDED, 18-GAUGE (1MM), DOUBLE-WALLED STEEL WITH 1.5" (38MM) OF INSULATING AIR SPACE FOR FIRE RESISTANCE. FAIL-SAFE, 3-POINT SELF-LATCHING SYSTEM PROVIDES | EASY, POSITIVE DOOR CLOSURE. |  | 30 | 15 | 15 | 3.9063 | CF | EA |  |  |  | 156 | 540 16 | US | 1 |  | 0 | STND | 30 | AF | IN | IN | IN | LN | WD | HT | P |  |  | O | O | O | O
GS-07F-238AA | JP-891525 | JUSTRITE | FLAMMABLE COMPAC CABINET 15 GAL WHIT | JP-891525 | FLAMMABLE COMPAC CABINET 15 GALLON WHITE SELF-CLOSING JUSTRITE | 35"H 23.25"WX18"D. WHEN STORING SMALLER QUANTITIES OF FLAMMABLE LIQUIDS AT A WORK STATION OR ADDING TO EXISTING STORAGE CAPACITIES COMPAC CABINETS ALLOW INCREASED ACCESS TO OFTEN-USED LIQUIDS, WITHOUT COMPROMISING SAFETY. | K AREAS FLEXIBLE. SUPPLIED WITH ONE ADJUSTABLE SHELF. CABINETS ARE STURDILY CONSTRUCTED OF ALL-WELDED, 18-GAUGE (1MM), DOUBLE-WALLED STEEL WITH 1.5" (38MM) OF INSULATING AIR SPACE FOR FIRE RESISTANCE. FAIL-SAFE, 3-POINT SELF-LATCHING SYSTEM PROVIDES | EASY, POSITIVE DOOR CLOSURE. |  | 16 | 13 | 13 | 1.5648 | CF | EA |  |  |  | 156 | 540 16 | US | 1 |  | 0 | STND | 30 | AF | IN | IN | IN | LN | WD | HT | P |  |  | O | O | O | O
GS-07F-238AA | JP-891531 | JUSTRITE | COMBUSTIBLE PAINT AND INK SAFETY CABINET | JP-891531 | COMBUSTIBLE SAFETY CABINET 20 GALLON RED SELF-CLOSING JUSTRITE | 44"H 23.25"WX18"D. 20 GAL PAINT AND INK CABINET FOR THE STORAGE OF COMBUSTIBLES, SELF-CLOSE 1 DOOR WITH 2 ADJUSTABLE SHELVES. SEPARATE AND IDENTIFY CLASS III COMBUSTIBLES IN HIGH PERFORMANCE RED PAINT AND INK SAFETY STORAGE CABINETS. MULTIPLE AD | JUSTABLE SHELVES ACCOMMODATE MANY SMALLER PAINT CANS, AEROSOLS, AND INKS FOUND IN PRINTING, PAINTING, FURNITURE AND AUTOMOTIVE OPERATIONS. FEATURES INCLUDE: DOUBLE WALL CONSTRUCTION WITH 1.5" INSULATING AIR SPACE FOR FIRE RESISTANCE, WELDED 18-GAUGE | STEEL FINISHED IN TOUGH, CHEMICAL RESISTANT BAKED-ON POWDER PAINT, EASY CLOSE, SELF-LATCHING DOORS FOR MAXIMUM FIRE PROTECTION, SPILL-CATCHER SHELVES CATCH INCIDENTAL DRIPS AND ADJUST ON 2.25" CENTERS, LEAK TIGHT 2" SUMP TO CONTAIN SPILLS, THREE-POI |  | 18 | 12 | 12 | 1.5 | CF | EA |  |  |  | 157 | 540 16 | US | 1 |  | 0 | STND | 30 | AF | IN | IN | IN | LN | WD | HT | P |  |  | O | O | O | O
GS-07F-238AA | JP-891700 | JUSTRITE | FLAMMABLE PIGGYBACK CABINET 17 GAL M | JP-891700 | FLAMMABLE PIGGYBACK CABINET 17 GALLON MANUAL JUSTRITE | 24"H 43"WX18"D, YELLOW. PROVIDE ADDITIONAL SAFE STORAGE FOR FLAMMABLES WITHOUT TAKING UP VALUABLE FLOOR SPACE. DESIGNED TO MOUNT ON TOP OF JUSTRITE'S STANDARD 30- AND 45 GALLON MANUAL OR SELF-CLOSE CABINETS, THEY CAN ALSO BE USED SINGLY AS A BEN | STACK TO PROVIDE ADDITIONAL STORAGE. PIGGYBACK CABINETS ALSO LEND THEMSELVES TO WALL MOUNTING WITH THE PURCHASE OF A WALL HANGER ASSEMBLY. INCLUDES 1 ADJUSTABLE SHELF. PIGGYBACK UNITS ARE NOT TO BE USED WITH SLIDING DOOR CABINETS. | CABINETS ARE STURDILY CONSTRUCTED OF ALL-WELDED, 18-GAUGE (1MM), DOUBLE-WALLED STEEL WITH 1.5" (38MM) OF INSULATING AIR SPACE FOR FIRE RESISTANCE. FAIL-SAFE, 3-POINT SELF-LATCHING SYSTEM PROVIDES EASY, POSITIVE DOOR CLOSURE. |  | 34 | 20 | 20 | 7.8704 | CF | EA |  |  |  | 148 | 540 16 | US | 1 |  | 0 | STND | 30 | AF | IN | IN | IN | LN | WD | HT | P |  |  | O | O | O | O
GS-07F-238AA | JP-8917008 | JUSTRITE | FLAMMABLE CABINET 17 GAL WALL MOUNT | JP-8917008 | FLAMMABLE CABINET 17 GALLON WALL MOUNT MANUAL JUSTRITE | 24"H X43"W X18"D, YELLOW. 17 GALLON , 1 SHELF. WALL MOUNT CABINETS ARE IDEAL FOR STORING SMALL CONTAINERS NEAR WORK AREAS WITHOUT TAKING UP EXTRA FLOOR SPACE. EYE LEVEL POSITIONING ALLOWS FOR EASY ACCESS TO SOLVENTS. COMES WITH MOUNTING HARDWARE A | ND 1 ADJUSTABLE SHELF. CABINETS ARE STURDILY CONSTRUCTED OF ALL-WELDED, 18-GAUGE (1MM), DOUBLE-WALLED STEEL WITH 1.5" (38MM) OF INSULATING AIR SPACE FOR FIRE RESISTANCE. FAIL-SAFE, 3-POINT SELF-LATCHING SYSTEM PROVIDES EASY, POSITIVE DOOR CLOSURE. | REE DURABLE STAINLESS STEEL BULLET LATCHES OFFER OPTIMUM LONGEVITY WITH INCREASED HEAT RESISTANCE. APPROVAL LISTING & REGULATION: N, O. |  | 42 | 24 | 24 | 14 | CF | EA |  |  |  | 153 | 540 16 | US | 1 |  | 0 | STND | 30 | AF | IN | IN | IN | LN | WD | HT | P |  |  | O | O | O | O
GS-07F-238AA | JP-891701 | JUSTRITE | FLAMMABLE PIGGYBACK CABINET 17 GAL R | JP-891701 | FLAMMABLE PIGGYBACK CABINET 17 GALLON RED MANUAL JUSTRITE | 24"H X43"WX18"D. PROVIDE ADDITIONAL SAFE STORAGE FOR FLAMMABLES WITHOUT TAKING UP VALUABLE FLOOR SPACE. DESIGNED TO MOUNT ON TOP OF JUSTRITE'S STANDARD 30- AND 45 GALLON MANUAL OR SELF-CLOSE CABINETS, THEY CAN ALSO BE USED SINGLY AS A BENCHTOP | STACK TO PROVIDE ADDITIONAL STORAGE. PIGGYBACK CABINETS ALSO LEND THEMSELVES TO WALL MOUNTING WITH THE PURCHASE OF A WALL HANGER ASSEMBLY. INCLUDES 1 ADJUSTABLE SHELF. PIGGYBACK UNITS ARE NOT TO BE USED WITH SLIDING DOOR CABINETS. | CABINETS ARE STURDILY CONSTRUCTED OF ALL-WELDED, 18-GAUGE (1MM), DOUBLE-WALLED STEEL WITH 1.5" (38MM) OF INSULATING AIR SPACE FOR FIRE RESISTANCE. FAIL-SAFE, 3-POINT SELF-LATCHING SYSTEM PROVIDES EASY, POSITIVE DOOR CLOSURE. |  | 28 | 24 | 5 | 1.9444 | CF | EA |  |  |  | 148 | 540 16 | US | 1 |  | 0 | STND | 30 | AF | IN | IN | IN | LN | WD | HT | P |  |  | O | O | O | O
GS-07F-238AA | JP-891702 | JUSTRITE | ACID PIGGYBACK CABINET 17 GAL BLUE M | JP-891702 | ACID PIGGYBACK CABINET 17 GALLON BLUE MANUAL JUSTRITE | PROVIDE ADDITIONAL SAFE STORAGE FOR FLAMMABLES WITHOUT TAKING UP VALUABLE FLOOR SPACE. DESIGNED TO MOUNT ON TOP OF JUSTRITE'S STANDARD 30- AND 45 GALLON MANUAL OR SELF-CLOSE CABINETS, THEY CAN ALSO BE USED SINGLY AS A BENCHTOP STACK TO P | ROVIDE ADDITIONAL STORAGE. PIGGYBACK CABINETS ALSO LEND THEMSELVES TO WALL MOUNTING WITH THE PURCHASE OF A WALL HANGER ASSEMBLY. INCLUDES 1 ADJUSTABLE SHELF. PIGGYBACK UNITS ARE NOT TO BE USED WITH SLIDING DOOR CABINETS. CABINETS ARE STURDILY CONSTRU | CTED OF ALL-WELDED, 18-GAUGE (1MM), DOUBLE-WALLED STEEL WITH 1.5" (38MM) OF INSULATING AIR SPACE FOR FIRE RESISTANCE. FAIL-SAFE, 3-POINT SELF-LATCHING SYSTEM PROVIDES EASY, POSITIVE DOOR CLOSURE. |  | 27 | 26 | 4 | 1.625 | CF | EA |  |  |  | 149 | 540 16 | US | 1 |  | 0 | STND | 30 | AF | IN | IN | IN | LN | WD | HT | P |  |  | O | O | O | O
GS-07F-238AA | JP-8917022 | JUSTRITE | ACID PIGGYBACK CABINET 17 GAL, C | JP-8917022 | ACID PIGGYBACK CABINET 17 GALLON , CHEMCOR LINER BLUE MANUAL JUSTRITE | 17 GALLONS ELF-CLOSE BLUE ACID PIGGYBACK CABINET WITH CHEMCOR LINER WITH 2 DOORS AND 1 ADJUSTABLE SHELF. JUSTRITE'S CHEMCOR SAFETY STORAGE CABINETS ARE LINED WITH A UNIQUE, THERMOPLASTIC LINER AND OFFER SUPERIOR CORROSION PROTECTION COMBINED WITH THE | FIRE PROTECTION AND DURABILITY OF OTHER JUSTRITE CABINETS. 100% SEAMLESS LINER ON ALL INTERIOR WALLS, CEILING, SUMP, INSIDE DOORS AND SHELVES PROTECTS EXPOSED CABINET SURFACES FROM RUST AND CORROSION. SEAM-FREE SURFACE ELIMINATES THE NEED FOR RIVETS | OR FASTENERS WHICH RISK CORROSION FROM SEEP-THROUGH CHEMICALS. NON-POROUS SURFACE RESISTS STAINING AN CLEANS UP EASILY. ALL MODELS INCLUDE DOUBLE-WALL 18 GAUGE (1MM) WELDED CONSTRUCTION, 2" LIQUID-TIGHT CONTAINMENT SUMP, DUAL VENTS, ADJUSTABLE |  | 27 | 26 | 4 | 1.625 | CF | EA |  |  |  | 149 | 540 16 | US | 1 |  | 0 | STND | 30 | AF | IN | IN | IN | LN | WD | HT | P |  |  | O | O | O | O
GS-07F-238AA | JP-891703 | JUSTRITE | FLAMMABLE PIGGYBACK CABINET 17 GAL G | JP-891703 | FLAMMABLE PIGGYBACK CABINET 17 GALLON GRAY MANUAL JUSTRITE | 24"H X43"WX18"D. PROVIDE ADDITIONAL SAFE STORAGE FOR FLAMMABLES WITHOUT TAKING UP VALUABLE FLOOR SPACE. DESIGNED TO MOUNT ON TOP OF JUSTRITE'S STANDARD 30- AND 45 GALLON MANUAL OR SELF-CLOSE CABINETS, THEY CAN ALSO BE USED SINGLY AS A BENCHTOP | STACK TO PROVIDE ADDITIONAL STORAGE. PIGGYBACK CABINETS ALSO LEND THEMSELVES TO WALL MOUNTING WITH THE PURCHASE OF A WALL HANGER ASSEMBLY. INCLUDES 1 ADJUSTABLE SHELF. PIGGYBACK UNITS ARE NOT TO BE USED WITH SLIDING DOOR CABINETS. | CABINETS ARE STURDILY CONSTRUCTED OF ALL-WELDED, 18-GAUGE (1MM), DOUBLE-WALLED STEEL WITH 1.5" (38MM) OF INSULATING AIR SPACE FOR FIRE RESISTANCE. FAIL-SAFE, 3-POINT SELF-LATCHING SYSTEM PROVIDES EASY, POSITIVE DOOR CLOSURE. |  | 27 | 26 | 4 | 1.625 | CF | EA |  |  |  | 148 | 540 16 | US | 1 |  | 0 | STND | 30 | AF | IN | IN | IN | LN | WD | HT | P |  |  | O | O | O | O
GS-07F-238AA | JP-891705 | JUSTRITE | FLAMMABLE PIGGYBACK CABINET 17 GAL W | JP-891705 | FLAMMABLE PIGGYBACK CABINET 17 GALLON WHITE MANUAL JUSTRITE | 24"H X43"WX18"D. PROVIDE ADDITIONAL SAFE STORAGE FOR FLAMMABLES WITHOUT TAKING UP VALUABLE FLOOR SPACE. DESIGNED TO MOUNT ON TOP OF JUSTRITE'S STANDARD 30- AND 45 GALLON MANUAL OR SELF-CLOSE CABINETS, THEY CAN ALSO BE USED SINGLY AS A BENCHTOP | STACK TO PROVIDE ADDITIONAL STORAGE. PIGGYBACK CABINETS ALSO LEND THEMSELVES TO WALL MOUNTING WITH THE PURCHASE OF A WALL HANGER ASSEMBLY. INCLUDES 1 ADJUSTABLE SHELF. PIGGYBACK UNITS ARE NOT TO BE USED WITH SLIDING DOOR CABINETS. | CABINETS ARE STURDILY CONSTRUCTED OF ALL-WELDED, 18-GAUGE (1MM), DOUBLE-WALLED STEEL WITH 1.5" (38MM) OF INSULATING AIR SPACE FOR FIRE RESISTANCE. FAIL-SAFE, 3-POINT SELF-LATCHING SYSTEM PROVIDES EASY, POSITIVE DOOR CLOSURE. |  | 39 | 17 | 17 | 6.5226 | CF | EA |  |  |  | 148 | 540 16 | US | 1 |  | 0 | STND | 30 | AF | IN | IN | IN | LN | WD | HT | P |  |  | O | O | O | O
GS-07F-238AA | JP-891720 | JUSTRITE | FLAMMABLE PIGGYBACK CABINET 17 GAL S | JP-891720 | FLAMMABLE PIGGYBACK CABINET 17 GALLONS ELF-CLOSING JUSTRITE | 24"H 43"WX18"D, YELLOW. PROVIDE ADDITIONAL SAFE STORAGE FOR FLAMMABLES WITHOUT TAKING UP VALUABLE FLOOR SPACE. DESIGNED TO MOUNT ON TOP OF JUSTRITE'S STANDARD 30- AND 45 GALLON MANUAL OR SELF-CLOSE CABINETS, THEY CAN ALSO BE USED SINGLY AS A BEN | STACK TO PROVIDE ADDITIONAL STORAGE. PIGGYBACK CABINETS ALSO LEND THEMSELVES TO WALL MOUNTING WITH THE PURCHASE OF A WALL HANGER ASSEMBLY. INCLUDES 1 ADJUSTABLE SHELF. PIGGYBACK UNITS ARE NOT TO BE USED WITH SLIDING DOOR CABINETS. | CABINETS ARE STURDILY CONSTRUCTED OF ALL-WELDED, 18-GAUGE (1MM), DOUBLE-WALLED STEEL WITH 1.5" (38MM) OF INSULATING AIR SPACE FOR FIRE RESISTANCE. FAIL-SAFE, 3-POINT SELF-LATCHING SYSTEM PROVIDES EASY, POSITIVE DOOR CLOSURE. |  | 12 | 12 | 12 | 1 | CF | EA |  |  |  | 150 | 540 16 | US | 1 |  | 0 | STND | 30 | AF | IN | IN | IN | LN | WD | HT | P |  |  | O | O | O | O
GS-07F-238AA | JP-891721 | JUSTRITE | FLAMMABLE PIGGYBACK CABINET 17 GAL R | JP-891721 | FLAMMABLE PIGGYBACK CABINET 17 GALLON RED SELF-CLOSING JUSTRITE | 24"H X43"WX18"D. PROVIDE ADDITIONAL SAFE STORAGE FOR FLAMMABLES WITHOUT TAKING UP VALUABLE FLOOR SPACE. DESIGNED TO MOUNT ON TOP OF JUSTRITE'S STANDARD 30- AND 45 GALLON MANUAL OR SELF-CLOSE CABINETS, THEY CAN ALSO BE USED SINGLY AS A BENCHTOP | STACK TO PROVIDE ADDITIONAL STORAGE. PIGGYBACK CABINETS ALSO LEND THEMSELVES TO WALL MOUNTING WITH THE PURCHASE OF A WALL HANGER ASSEMBLY. INCLUDES 1 ADJUSTABLE SHELF. PIGGYBACK UNITS ARE NOT TO BE USED WITH SLIDING DOOR CABINETS. | CABINETS ARE STURDILY CONSTRUCTED OF ALL-WELDED, 18-GAUGE (1MM), DOUBLE-WALLED STEEL WITH 1.5" (38MM) OF INSULATING AIR SPACE FOR FIRE RESISTANCE. FAIL-SAFE, 3-POINT SELF-LATCHING SYSTEM PROVIDES EASY, POSITIVE DOOR CLOSURE. |  | 30 | 12 | 12 | 2.5 | CF | EA |  |  |  | 150 | 540 16 | US | 1 |  | 0 | STND | 30 | AF | IN | IN | IN | LN | WD | HT | P |  |  | O | O | O | O
GS-07F-238AA | JP-891722 | JUSTRITE | ACID PIGGYBACK CABINET 17 GAL BLUE S | JP-891722 | ACID PIGGYBACK CABINET 17 GALLON BLUE SELF-CLOSING JUSTRITE | PROVIDE ADDITIONAL SAFE STORAGE FOR FLAMMABLES WITHOUT TAKING UP VALUABLE FLOOR SPACE. DESIGNED TO MOUNT ON TOP OF JUSTRITE'S STANDARD 30- AND 45 GALLON MANUAL OR SELF-CLOSE CABINETS, THEY CAN ALSO BE USED SINGLY AS A BENCHTOP STACK TO P | ROVIDE ADDITIONAL STORAGE. PIGGYBACK CABINETS ALSO LEND THEMSELVES TO WALL MOUNTING WITH THE PURCHASE OF A WALL HANGER ASSEMBLY. INCLUDES 1 ADJUSTABLE SHELF. PIGGYBACK UNITS ARE NOT TO BE USED WITH SLIDING DOOR CABINETS. CABINETS ARE STURDILY CONSTRU | CTED OF ALL-WELDED, 18-GAUGE (1MM), DOUBLE-WALLED STEEL WITH 1.5" (38MM) OF INSULATING AIR SPACE FOR FIRE RESISTANCE. FAIL-SAFE, 3-POINT SELF-LATCHING SYSTEM PROVIDES EASY, POSITIVE DOOR CLOSURE. |  | 12 | 12 | 12 | 1 | CF | EA |  |  |  | 151 | 540 16 | US | 1 |  | 0 | STND | 30 | AF | IN | IN | IN | LN | WD | HT | P |  |  | O | O | O | O
GS-07F-238AA | JP-8917222 | JUSTRITE | ACID PIGGYBACK CABINET 17 GAL, C | JP-8917222 | ACID PIGGYBACK CABINET 17 GALLON , CHEMCOR LINER BLUE SELF- CLOSE JUSTRITE | 17 GALLONS ELF-CLOSE BLUE ACID PIGGYBACK CABINET WITH CHEMCOR LINER WITH 2 DOORS AND 1 ADJUSTABLE SHELF. JUSTRITE'S CHEMCOR SAFETY STORAGE CABINETS ARE LINED WITH A UNIQUE, THERMOPLASTIC LINER AND OFFER SUPERIOR CORROSION PROTECTION COMBINED WITH THE | FIRE PROTECTION AND DURABILITY OF OTHER JUSTRITE CABINETS. 100% SEAMLESS LINER ON ALL INTERIOR WALLS, CEILING, SUMP, INSIDE DOORS AND SHELVES PROTECTS EXPOSED CABINET SURFACES FROM RUST AND CORROSION. SEAM-FREE SURFACE ELIMINATES THE NEED FOR RIVETS | OR FASTENERS WHICH RISK CORROSION FROM SEEP-THROUGH CHEMICALS. NON-POROUS SURFACE RESISTS STAINING AN CLEANS UP EASILY. ALL MODELS INCLUDE DOUBLE-WALL 18 GAUGE (1MM) WELDED CONSTRUCTION, 2" LIQUID-TIGHT CONTAINMENT SUMP, DUAL VENTS, ADJUSTABLE |  | 23 | 12 | 12 | 1.9167 | CF | EA |  |  |  | 151 | 540 16 | US | 1 |  | 0 | STND | 30 | AF | IN | IN | IN | LN | WD | HT | P |  |  | O | O | O | O
GS-07F-238AA | JP-891723 | JUSTRITE | FLAMMABLE PIGGYBACK CABINET 17 GAL G | JP-891723 | FLAMMABLE PIGGYBACK CABINET 17 GALLON GRAY SELF-CLOSING JUSTRITE | 24"H X43"WX18"D. PROVIDE ADDITIONAL SAFE STORAGE FOR FLAMMABLES WITHOUT TAKING UP VALUABLE FLOOR SPACE. DESIGNED TO MOUNT ON TOP OF JUSTRITE'S STANDARD 30- AND 45 GALLON MANUAL OR SELF-CLOSE CABINETS, THEY CAN ALSO BE USED SINGLY AS A BENCHTOP | STACK TO PROVIDE ADDITIONAL STORAGE. PIGGYBACK CABINETS ALSO LEND THEMSELVES TO WALL MOUNTING WITH THE PURCHASE OF A WALL HANGER ASSEMBLY. INCLUDES 1 ADJUSTABLE SHELF. PIGGYBACK UNITS ARE NOT TO BE USED WITH SLIDING DOOR CABINETS. | CABINETS ARE STURDILY CONSTRUCTED OF ALL-WELDED, 18-GAUGE (1MM), DOUBLE-WALLED STEEL WITH 1.5" (38MM) OF INSULATING AIR SPACE FOR FIRE RESISTANCE. FAIL-SAFE, 3-POINT SELF-LATCHING SYSTEM PROVIDES EASY, POSITIVE DOOR CLOSURE. |  | 23 | 12 | 12 | 1.9167 | CF | EA |  |  |  | 150 | 540 16 | US | 1 |  | 0 | STND | 30 | AF | IN | IN | IN | LN | WD | HT | P |  |  | O | O | O | O
GS-07F-238AA | JP-891725 | JUSTRITE | FLAMMABLE PIGGYBACK CABINET 17 GAL W | JP-891725 | FLAMMABLE PIGGYBACK CABINET 17 GALLON WHITE SELF-CLOSING JUSTRITE | 24"H X43"WX18"D. PROVIDE ADDITIONAL SAFE STORAGE FOR FLAMMABLES WITHOUT TAKING UP VALUABLE FLOOR SPACE. DESIGNED TO MOUNT ON TOP OF JUSTRITE'S STANDARD 30- AND 45 GALLON MANUAL OR SELF-CLOSE CABINETS, THEY CAN ALSO BE USED SINGLY AS A BENCHTOP | STACK TO PROVIDE ADDITIONAL STORAGE. PIGGYBACK CABINETS ALSO LEND THEMSELVES TO WALL MOUNTING WITH THE PURCHASE OF A WALL HANGER ASSEMBLY. INCLUDES 1 ADJUSTABLE SHELF. PIGGYBACK UNITS ARE NOT TO BE USED WITH SLIDING DOOR CABINETS. | CABINETS ARE STURDILY CONSTRUCTED OF ALL-WELDED, 18-GAUGE (1MM), DOUBLE-WALLED STEEL WITH 1.5" (38MM) OF INSULATING AIR SPACE FOR FIRE RESISTANCE. FAIL-SAFE, 3-POINT SELF-LATCHING SYSTEM PROVIDES EASY, POSITIVE DOOR CLOSURE. |  | 12 | 24 | 12 | 2 | CF | EA |  |  |  | 150 | 540 16 | US | 1 |  | 0 | STND | 30 | AF | IN | IN | IN | LN | WD | HT | P |  |  | O | O | O | O
GS-07F-238AA | JP-892200 | JUSTRITE | SLIMLINE FLAMMABLE CABINET 22 GAL MA | JP-892200 | SLIMLINE FLAMMABLE CABINET 22 GALLON MANUAL JUSTRITE | 65"H X23.25"WX18"D, YELLOW. TURN TIGHT QUARTERS INTO STORAGE SPACE. EVEN WITH A SMALL FOOTPRINT, THIS SLIMLINE CABINET OFFERS A BIG ADVANTAGE WHEN WORKSPACE IS AT A PREMIUM. SAFETY AND CONVENIENCE ARE BUILT INTO ITS COMPACT DESIGN. DOUBLE WALL, | AIR INSULATED, WELDED STEEL CONSTRUCTION OFFERS FIRE RESISTANCE. A THREE-POINT, SELF-LATCHING DOOR ON A CONTINUOUS PIANO HINGE PROVIDES SMOOTH, SECURE CLOSURE. CABINET INCLUDES THREE " SPILL-CATCHER" GALVANIZED STEEL SHELVES TO CATCH INCIDENTAL DRIPS | AND A 2"LEAK PROOF SUMP FOR SPILL CONTROL. INCLUDE DUAL VENTS, ADJUSTABLE LEVELING FEET, A GROUNDING CONNECTOR, AND LARGE TRILINGUAL WARNING LABEL IDENTIFYING CONTENTS. FINISHED IN A CHEMICAL RESISTANT POWDER COAT PAINT. APPROVAL & REGULATION LISTI |  | 12 | 12 | 12 | 1 | CF | EA |  |  |  | 209 | 540 16 | US | 1 |  | 0 | STND | 30 | AF | IN | IN | IN | LN | WD | HT | P |  |  | O | O | O | O
GS-07F-238AA | JP-8922022 | JUSTRITE | SLIMLINE ACID CABINET 22 GAL, CH | JP-8922022 | SLIMLINE ACID CABINET 22 GALLON , CHEMCOR LINER BLUE MANUAL JUSTRITE | 65"H X23.25"WX18"D WITH 1 DOOR. CHEMCOR LINED BLUE (NO SUGGESTIONS) SAFETY CABINET, MANUAL CLOSE WITH 3 ADJUSTABLE SHELVES. JUSTRITE SLIMLINE CABINET TURNS TIGHT QUARTERS INTO STORAGE SPACE! EVEN WITH A SMALL FOOTPRINT, THIS CABINET OFFERS A BI | G ADVANTAGE WHEN WORKSPACE IS AT A PREMIUM. SAFETY AND CONVENIENCE ARE BUILT INTO IT'S COMPACT DESIGN. CHEMCOR SAFETY STORAGE CABINETS ARE LINED WITH A UNIQUE, THERMOPLASTIC LINER AND OFFER SUPERIOR CORROSION PROTECTION. | ION AND DURABILITY OF OTHER JUSTRITE CABINETS. 100% SEAMLESS LINER ON ALL INTERIOR WALLS, CEILING, SUMP, INSIDE DOORS AND SHELVES PROTECTS EXPOSED CABINET SURFACES FROM RUST AND CORROSION. SEAM-FREE SURFACE ELIMINATES THE NEED FOR RIVETS OR FASTENER |  | 18 | 18 | 18 | 3.375 | CF | EA |  |  |  | 210 | 540 16 | US | 1 |  | 0 | STND | 30 | AF | IN | IN | IN | LN | WD | HT | P |  |  | O | O | O | O
GS-07F-238AA | JP-892220 | JUSTRITE | SLIMLINE FLAMMABLE CABINET 22 GAL SE | JP-892220 | SLIMLINE FLAMMABLE CABINET 22 GALLONS ELF-CLOSING JUSTRITE | 65"H X23.25"WX18"D, YELLOW. TURN TIGHT QUARTERS INTO STORAGE SPACE. EVEN WITH A SMALL FOOTPRINT, THIS SLIMLINE CABINET OFFERS A BIG ADVANTAGE WHEN WORKSPACE IS AT A PREMIUM. SAFETY AND CONVENIENCE ARE BUILT INTO ITS COMPACT DESIGN. DOUBLE WALL, | AIR INSULATED, WELDED STEEL CONSTRUCTION OFFERS FIRE RESISTANCE. A THREE-POINT, SELF-LATCHING DOOR ON A CONTINUOUS PIANO HINGE PROVIDES SMOOTH, SECURE CLOSURE. CABINET INCLUDES THREE " SPILL-CATCHER" GALVANIZED STEEL SHELVES TO CATCH INCIDENTAL DRIPS | AND A 2"LEAK PROOF SUMP FOR SPILL CONTROL. INCLUDE DUAL VENTS, ADJUSTABLE LEVELING FEET, A GROUNDING CONNECTOR, AND LARGE TRILINGUAL WARNING LABEL IDENTIFYING CONTENTS. FINISHED IN A CHEMICAL RESISTANT POWDER COAT PAINT. APPROVAL & REGULATION LISTI |  | 4 | 4 | 5 | 0.0463 | CF | EA |  |  |  | 211 | 540 16 | US | 1 |  | 0 | STND | 30 | AF | IN | IN | IN | LN | WD | HT | P |  |  | O | O | O | O
GS-07F-238AA | JP-8922222 | JUSTRITE | SLIMLINE ACID CABINET 22 GAL, CH | JP-8922222 | SLIMLINE ACID CABINET 22 GALLON , CHEMCOR LINER BLUE SELF-CLOSING JUSTRITE | 65"H X23.25"WX18"D WITH 1 DOOR. CHEMCOR LINED BLUE (NO SUGGESTIONS) SAFETY CABINET, SELF-CLOSE WITH 3 ADJUSTABLE SHELVES. JUSTRITE SLIMLINE CABINET TURNS TIGHT QUARTERS INTO STORAGE SPACE! EVEN WITH A SMALL FOOTPRINT, THIS CABINET OFFERS A BIG | ADVANTAGE WHEN WORKSPACE IS AT A PREMIUM. SAFETY AND CONVENIENCE ARE BUILT INTO IT'S COMPACT DESIGN. CHEMCOR SAFETY STORAGE CABINETS ARE LINED WITH A UNIQUE, THERMOPLASTIC LINER AND OFFER SUPERIOR CORROSION PROTECTION. | N AND DURABILITY OF OTHER JUSTRITE CABINETS. 100% SEAMLESS LINER ON ALL INTERIOR WALLS, CEILING, SUMP, INSIDE DOORS AND SHELVES PROTECTS EXPOSED CABINET SURFACES FROM RUST AND CORROSION. SEAM-FREE SURFACE ELIMINATES THE NEED FOR RIVETS OR FASTENERS |  | 4 | 4 | 5 | 0.0463 | CF | EA |  |  |  | 212 | 540 16 | US | 1 |  | 0 | STND | 30 | AF | IN | IN | IN | LN | WD | HT | P |  |  | O | O | O | O
GS-07F-238AA | JP-892300 | JUSTRITE | UNDERCOUNTER FLAMMABLE CABINET 22 GALLO | JP-892300 | UNDERCOUNTER FLAMMABLE CABINET 22 GALLON MANUAL JUSTRITE | 35"H X35"WX22"D, YELLOW. PROVIDE QUICK ACCESS AT WORK STATIONS BY TAKING ADVANTAGE OF UNDERCOUNTER SPACE FOR THE SAFE STORAGE OF FLAMMABLES. CABINET IS SIZED AND FITTED WITH A 3.5"H X2.5"D KICK PLATE TO MOUNT FLUSH WITH OTHER CABINETRY. DUAL | VENTS WITH FLASH ARRESTERS ARE LOCATED ON THE BACK WALL FOR EASY CONNECTION IF VENTILATION IS NEEDED. LEVELING FEET ADJUST TO 1.125' FOR ALIGNMENT ON UNEVEN FLOORS. CABINETS ARE STURDILY CONSTRUCTED OF ALL-WELDED, 18-GAUGE (1MM), DOUBLE-WALLED STEEL | WITH 1.5" (38MM) OF INSULATING AIR SPACE FOR FIRE RESISTANCE. FAIL-SAFE, 3-POINT SELF-LATCHING SYSTEM PROVIDES EASY, POSITIVE DOOR CLOSURE. |  | 2 | 24 | 14 | 0.3889 | CF | EA |  |  |  | 190 | 540 16 | US | 1 |  | 0 | STND | 30 | AF | IN | IN | IN | LN | WD | HT | P |  |  | O | O | O | O
GS-07F-238AA | JP-892301 | JUSTRITE | UNDER-COUNTER FLAMMABLE CABINET 22 GALL | JP-892301 | UNDER-COUNTER FLAMMABLE CABINET 22 GALLON RED MANUAL JUSTRITE | 35"H X35"WX22"D. PROVIDE QUICK ACCESS AT WORK STATIONS BY TAKING ADVANTAGE OF UNDERCOUNTER SPACE FOR THE SAFE STORAGE OF FLAMMABLES. CABINET IS SIZED AND FITTED WITH A 3.5"H X2.5"D KICK PLATE TO MOUNT FLUSH WITH OTHER CABINETRY. DUAL VENTS W | ITH FLASH ARRESTERS ARE LOCATED ON THE BACK WALL FOR EASY CONNECTION IF VENTILATION IS NEEDED. LEVELING FEET ADJUST TO 1.125' FOR ALIGNMENT ON UNEVEN FLOORS. CABINETS ARE STURDILY CONSTRUCTED OF ALL-WELDED, 18-GAUGE (1MM), DOUBLE-WALLED STEEL WITH 1. | 5" (38MM) OF INSULATING AIR SPACE FOR FIRE RESISTANCE. FAIL-SAFE, 3-POINT SELF-LATCHING SYSTEM PROVIDES EASY, POSITIVE DOOR CLOSURE. |  | 2 | 24 | 14 | 0.3889 | CF | EA |  |  |  | 190 | 540 16 | US | 1 |  | 0 | STND | 30 | AF | IN | IN | IN | LN | WD | HT | P |  |  | O | O | O | O
GS-07F-238AA | JP-892302 | JUSTRITE | UNDER-COUNTER ACID CABINET 22 GAL BL | JP-892302 | UNDER-COUNTER ACID CABINET 22 GALLON BLUE MANUAL JUSTRITE | PROVIDE QUICK ACCESS AT WORK STATIONS BY TAKING ADVANTAGE OF UNDERCOUNTER SPACE FOR THE SAFE STORAGE OF FLAMMABLES. CABINET IS SIZED AND FITTED WITH A 3.5"H X2.5"D KICK PLATE TO MOUNT FLUSH WITH OTHER CABINETRY. DUAL VENTS WITH FLASH ARRESTERS ARE | LOCATED ON THE BACK WALL FOR EASY CONNECTION IF VENTILATION IS NEEDED. LEVELING FEET ADJUST TO 1.125' FOR ALIGNMENT ON UNEVEN FLOORS. CABINETS ARE STURDILY CONSTRUCTED OF ALL-WELDED, 18-GAUGE (1MM), DOUBLE-WALLED STEEL WITH 1.5" (38MM) OF INSULATING | AIR SPACE FOR FIRE RESISTANCE. FAIL-SAFE, 3-POINT SELF-LATCHING SYSTEM PROVIDES EASY, POSITIVE DOOR CLOSURE. |  | 5 | 30 | 14 | 1.2153 | CF | EA |  |  |  | 192 | 540 16 | US | 1 |  | 0 | STND | 30 | AF | IN | IN | IN | LN | WD | HT | P |  |  | O | O | O | O
GS-07F-238AA | JP-8923022 | JUSTRITE | UNDER-COUNTER ACID CABINET 22 GAL WI | JP-8923022 | UNDER-COUNTER ACID CABINET 22 GALLON , CHEMCOR LINER BLUE MANUAL JUSTRITE | 65"H X23.25"WX18"D WITH 2 DOORS. CHEMCOR LINED BLUE UNDERCOUNTER 22 GAL SAFETY CABINET, MANUAL CLOSE WITH 1 ADJUSTABLE SHELF. JUSTRITE'S CHEMCOR SAFETY STORAGE CABINETS ARE LINED WITH A UNIQUE, THERMOPLASTIC LINER AND OFFER SUPERIOR CORROSION P | ROTECTION COMBINED WITH THE FIRE PROTECTION AND DURABILITY OF OTHER JUSTRITE CABINETS. 100% SEAMLESS LINER ON ALL INTERIOR WALLS, CEILING, SUMP, INSIDE DOORS AND SHELVES PROTECTS EXPOSED CABINET SURFACES FROM RUST AND CORROSION. SEAM-FREE SURFACE ELI | MINATES THE NEED FOR RIVETS OR FASTENERS WHICH RISK CORROSION FROM SEEP-THROUGH CHEMICALS. NON-POROUS SURFACE RESISTS STAINING AN CLEANS UP EASILY. ALL MODELS INCLUDE DOUBLE-WALL 18 GAUGE (1MM) WELDED CONSTRUCTION, 2" LIQUID-TIGHT CONTAINMENT SUMP, |  | 2 | 36 | 14 | 0.5833 | CF | EA |  |  |  | 192 | 540 16 | US | 1 |  | 0 | STND | 30 | AF | IN | IN | IN | LN | WD | HT | P |  |  | O | O | O | O
GS-07F-238AA | JP-892303 | JUSTRITE | UNDER-COUNTER FLAMMABLE CABINET 22 GALL | JP-892303 | UNDER-COUNTER FLAMMABLE CABINET 22 GALLON GRAY MANUAL JUSTRITE | 35"H X35"WX22"D. PROVIDE QUICK ACCESS AT WORK STATIONS BY TAKING ADVANTAGE OF UNDERCOUNTER SPACE FOR THE SAFE STORAGE OF FLAMMABLES. CABINET IS SIZED AND FITTED WITH A 3.5"H X2.5"D KICK PLATE TO MOUNT FLUSH WITH OTHER CABINETRY. DUAL VENTS W | ITH FLASH ARRESTERS ARE LOCATED ON THE BACK WALL FOR EASY CONNECTION IF VENTILATION IS NEEDED. LEVELING FEET ADJUST TO 1.125' FOR ALIGNMENT ON UNEVEN FLOORS. CABINETS ARE STURDILY CONSTRUCTED OF ALL-WELDED, 18-GAUGE (1MM), DOUBLE-WALLED STEEL WITH 1. | 5" (38MM) OF INSULATING AIR SPACE FOR FIRE RESISTANCE. FAIL-SAFE, 3-POINT SELF-LATCHING SYSTEM PROVIDES EASY, POSITIVE DOOR CLOSURE. |  | 35 | 28 | 23 | 13.044 | CF | EA |  |  |  | 190 | 540 16 | US | 1 |  | 0 | STND | 30 | AF | IN | IN | IN | LN | WD | HT | P |  |  | O | O | O | O
GS-07F-238AA | JP-892305 | JUSTRITE | UNDER-COUNTER FLAMMABLE CABINET 22 GALL | JP-892305 | UNDER-COUNTER FLAMMABLE CABINET 22 GALLON WHITE MANUAL JUSTRITE | 35"H X35"WX22"D. PROVIDE QUICK ACCESS AT WORK STATIONS BY TAKING ADVANTAGE OF UNDERCOUNTER SPACE FOR THE SAFE STORAGE OF FLAMMABLES. CABINET IS SIZED AND FITTED WITH A 3.5"H X2.5"D KICK PLATE TO MOUNT FLUSH WITH OTHER CABINETRY. DUAL VENTS W | ITH FLASH ARRESTERS ARE LOCATED ON THE BACK WALL FOR EASY CONNECTION IF VENTILATION IS NEEDED. LEVELING FEET ADJUST TO 1.125' FOR ALIGNMENT ON UNEVEN FLOORS. CABINETS ARE STURDILY CONSTRUCTED OF ALL-WELDED, 18-GAUGE (1MM), DOUBLE-WALLED STEEL WITH 1. | 5" (38MM) OF INSULATING AIR SPACE FOR FIRE RESISTANCE. FAIL-SAFE, 3-POINT SELF-LATCHING SYSTEM PROVIDES EASY, POSITIVE DOOR CLOSURE. |  | 35 | 28 | 23 | 13.044 | CF | EA |  |  |  | 190 | 540 16 | US | 1 |  | 0 | STND | 30 | AF | IN | IN | IN | LN | WD | HT | P |  |  | O | O | O | O
GS-07F-238AA | JP-892320 | JUSTRITE | UNDERCOUNTER FLAMMABLE CABINET 22 GALLO | JP-892320 | UNDERCOUNTER FLAMMABLE CABINET 22 GALLONS ELF-CLOSING JUSTRITE | 35"H X35"WX22"D, YELLOW. PROVIDE QUICK ACCESS AT WORK STATIONS BY TAKING ADVANTAGE OF UNDERCOUNTER SPACE FOR THE SAFE STORAGE OF FLAMMABLES. CABINET IS SIZED AND FITTED WITH A 3.5"H X2.5"D KICK PLATE TO MOUNT FLUSH WITH OTHER CABINETRY. DUAL | VENTS WITH FLASH ARRESTERS ARE LOCATED ON THE BACK WALL FOR EASY CONNECTION IF VENTILATION IS NEEDED. LEVELING FEET ADJUST TO 1.125' FOR ALIGNMENT ON UNEVEN FLOORS. CABINETS ARE STURDILY CONSTRUCTED OF ALL-WELDED, 18-GAUGE (1MM), DOUBLE-WALLED STEEL | WITH 1.5" (38MM) OF INSULATING AIR SPACE FOR FIRE RESISTANCE. FAIL-SAFE, 3-POINT SELF-LATCHING SYSTEM PROVIDES EASY, POSITIVE DOOR CLOSURE. |  | 35 | 40 | 33 | 26.7361 | CF | EA |  |  |  | 192 | 540 16 | US | 1 |  | 0 | STND | 30 | AF | IN | IN | IN | LN | WD | HT | P |  |  | O | O | O | O
GS-07F-238AA | JP-892321 | JUSTRITE | UNDER-COUNTER FLAMMABLE CABINET 22 GALL | JP-892321 | UNDER-COUNTER FLAMMABLE CABINET 22 GALLON RED SELF-CLOSING JUSTRITE | 35"H X35"WX22"D. PROVIDE QUICK ACCESS AT WORK STATIONS BY TAKING ADVANTAGE OF UNDERCOUNTER SPACE FOR THE SAFE STORAGE OF FLAMMABLES. CABINET IS SIZED AND FITTED WITH A 3.5"H X2.5"D KICK PLATE TO MOUNT FLUSH WITH OTHER CABINETRY. DUAL VENTS W | ITH FLASH ARRESTERS ARE LOCATED ON THE BACK WALL FOR EASY CONNECTION IF VENTILATION IS NEEDED. LEVELING FEET ADJUST TO 1.125' FOR ALIGNMENT ON UNEVEN FLOORS. CABINETS ARE STURDILY CONSTRUCTED OF ALL-WELDED, 18-GAUGE (1MM), DOUBLE-WALLED STEEL WITH 1. | 5" (38MM) OF INSULATING AIR SPACE FOR FIRE RESISTANCE. FAIL-SAFE, 3-POINT SELF-LATCHING SYSTEM PROVIDES EASY, POSITIVE DOOR CLOSURE. |  | 35 | 40 | 33 | 26.7361 | CF | EA |  |  |  | 192 | 540 16 | US | 1 |  | 0 | STND | 30 | AF | IN | IN | IN | LN | WD | HT | P |  |  | O | O | O | O
GS-07F-238AA | JP-892322 | JUSTRITE | UNDER-COUNTER ACID CABINET 22 GAL BL | JP-892322 | UNDER-COUNTER ACID CABINET 22 GALLON BLUE SELF-CLOSING JUSTRITE | PROVIDE QUICK ACCESS AT WORK STATIONS BY TAKING ADVANTAGE OF UNDERCOUNTER SPACE FOR THE SAFE STORAGE OF FLAMMABLES. CABINET IS SIZED AND FITTED WITH A 3.5"H X2.5"D KICK PLATE TO MOUNT FLUSH WITH OTHER CABINETRY. DUAL VENTS WITH FLASH ARRESTERS ARE | LOCATED ON THE BACK WALL FOR EASY CONNECTION IF VENTILATION IS NEEDED. LEVELING FEET ADJUST TO 1.125' FOR ALIGNMENT ON UNEVEN FLOORS. CABINETS ARE STURDILY CONSTRUCTED OF ALL-WELDED, 18-GAUGE (1MM), DOUBLE-WALLED STEEL WITH 1.5" (38MM) OF INSULATING | AIR SPACE FOR FIRE RESISTANCE. FAIL-SAFE, 3-POINT SELF-LATCHING SYSTEM PROVIDES EASY, POSITIVE DOOR CLOSURE. |  | 12 | 28 | 19 | 3.6944 | CF | EA |  |  |  | 194 | 540 16 | US | 1 |  | 0 | STND | 30 | AF | IN | IN | IN | LN | WD | HT | P |  |  | O | O | O | O
GS-07F-238AA | JP-8923222 | JUSTRITE | UNDER-COUNTER ACID CABINET 22 GAL WI | JP-8923222 | UNDER-COUNTER ACID CABINET 22 GALLON , CHEMCOR LINER BLUE SELF-CLOSING JUSTRITE | 65"H X23.25"WX18"D WITH 2 DOORS. CHEMCOR LINED BLUE UNDERCOUNTER 22 GAL SAFETY CABINET, SELF-CLOSE WITH 1 ADJUSTABLE SHELF. JUSTRITE'S CHEMCOR SAFETY STORAGE CABINETS ARE LINED WITH A UNIQUE, THERMOPLASTIC LINER AND OFFER SUPERIOR CORROSION PRO | TECTION COMBINED WITH THE FIRE PROTECTION AND DURABILITY OF OTHER JUSTRITE CABINETS. 100% SEAMLESS LINER ON ALL INTERIOR WALLS, CEILING, SUMP, INSIDE DOORS AND SHELVES PROTECTS EXPOSED CABINET SURFACES FROM RUST AND CORROSION. SEAM-FREE SURFACE ELIMI | NATES THE NEED FOR RIVETS OR FASTENERS WHICH RISK CORROSION FROM SEEP-THROUGH CHEMICALS. NON-POROUS SURFACE RESISTS STAINING AN CLEANS UP EASILY. ALL MODELS INCLUDE DOUBLE-WALL 18 GAUGE (1MM) WELDED CONSTRUCTION, 2" LIQUID-TIGHT CONTAINMENT SUMP, DU |  | 40 | 19 | 15 | 6.5972 | CF | EA |  |  |  | 194 | 540 16 | US | 1 |  | 0 | STND | 30 | AF | IN | IN | IN | LN | WD | HT | P |  |  | O | O | O | O
GS-07F-238AA | JP-892323 | JUSTRITE | UNDER-COUNTER FLAMMABLE CABINET 22 GALL | JP-892323 | UNDER-COUNTER FLAMMABLE CABINET 22 GALLON GRAY SELF-CLOSING JUSTRITE | 35"H X35"WX22"D. PROVIDE QUICK ACCESS AT WORK STATIONS BY TAKING ADVANTAGE OF UNDERCOUNTER SPACE FOR THE SAFE STORAGE OF FLAMMABLES. CABINET IS SIZED AND FITTED WITH A 3.5"H X2.5"D KICK PLATE TO MOUNT FLUSH WITH OTHER CABINETRY. DUAL VENTS W | ITH FLASH ARRESTERS ARE LOCATED ON THE BACK WALL FOR EASY CONNECTION IF VENTILATION IS NEEDED. LEVELING FEET ADJUST TO 1.125' FOR ALIGNMENT ON UNEVEN FLOORS. CABINETS ARE STURDILY CONSTRUCTED OF ALL-WELDED, 18-GAUGE (1MM), DOUBLE-WALLED STEEL WITH 1. | 5" (38MM) OF INSULATING AIR SPACE FOR FIRE RESISTANCE. FAIL-SAFE, 3-POINT SELF-LATCHING SYSTEM PROVIDES EASY, POSITIVE DOOR CLOSURE. |  | 40 | 19 | 15 | 6.5972 | CF | EA |  |  |  | 192 | 540 16 | US | 1 |  | 0 | STND | 30 | AF | IN | IN | IN | LN | WD | HT | P |  |  | O | O | O | O
GS-07F-238AA | JP-892325 | JUSTRITE | UNDER-COUNTER FLAMMABLE CABINET 22 GALL | JP-892325 | UNDER-COUNTER FLAMMABLE CABINET 22 GALLON WHITE SELF-CLOSING JUSTRITE | 35"H X35"WX22"D. PROVIDE QUICK ACCESS AT WORK STATIONS BY TAKING ADVANTAGE OF UNDERCOUNTER SPACE FOR THE SAFE STORAGE OF FLAMMABLES. CABINET IS SIZED AND FITTED WITH A 3.5"H X2.5"D KICK PLATE TO MOUNT FLUSH WITH OTHER CABINETRY. DUAL VENTS W | ITH FLASH ARRESTERS ARE LOCATED ON THE BACK WALL FOR EASY CONNECTION IF VENTILATION IS NEEDED. LEVELING FEET ADJUST TO 1.125' FOR ALIGNMENT ON UNEVEN FLOORS. CABINETS ARE STURDILY CONSTRUCTED OF ALL-WELDED, 18-GAUGE (1MM), DOUBLE-WALLED STEEL WITH 1. | 5" (38MM) OF INSULATING AIR SPACE FOR FIRE RESISTANCE. FAIL-SAFE, 3-POINT SELF-LATCHING SYSTEM PROVIDES EASY, POSITIVE DOOR CLOSURE. |  | 13 | 11 | 7 | 0.5793 | CF | EA |  |  |  | 192 | 540 16 | US | 1 |  | 0 | STND | 30 | AF | IN | IN | IN | LN | WD | HT | P |  |  | O | O | O | O
GS-07F-238AA | JP-893000 | JUSTRITE | FLAMMABLE SAFETY CABINET 30 GAL MANU | JP-893000 | FLAMMABLE SAFETY CABINET 30 GALLON MANUAL JUSTRITE | 44"H X43"WX18"D, YELLOW. SURE-GRIP EX IS DESIGNED TO MAKE THE WORKPLACE EX-TRA SAFE AND EX-TRA SECURE. FEATURES INCLUDE: BUILT-IN GROUNDING CONNECTOR PREVENTS STATIC BUILDUP. DOUBLE-WALL CONSTRUCTION WITH 1 (38MM) INSULATING AIR SPACE. STURDY 1 | 8-GAUGE (1MM) STEEL, WELDED FOR STRENGTH, LONG LIFE AND GREATER FIRE PROTECTION. EXCLUSIVE U LOC HANDLE INCLUDES TWO KEYS AND ACCEPTS AN OPTIONAL PADLOCK FOR SECURITY FEATURES SUCH AS DIFFERENT KEYING OR MASTER KEYING. PADDLE HANDLE WITH SLIP RESISTA | NT STRIP OFFERS EASY FINGERTIP OPERATION AND REDUCES DANGEROUS CATCHES FROM PASSING TRAFFIC THREE-POINT, STAINLESS STEEL BULLET SELF LATCHING SYSTEM FOR OPTIMUM LONGEVITY WITH INCREASED HEAT RESISTANCE. ROUNDED SAFETY CORNERS ON DOORS. 2 (51MM) LEAK |  | 12 | 13 | 11 | 0.9931 | CF | EA |  |  |  | 221 | 540 16 | US | 1 |  | 0 | STND | 30 | AF | IN | IN | IN | LN | WD | HT | P |  |  | O | O | O | O
GS-07F-238AA | JP-8930008 | JUSTRITE | FLAMMABLE CABINET VALUE PACK 30 GAL MAN | JP-8930008 | FLAMMABLE CABINET VALUE PACK 30 GALLON MANUAL, 9 SAFETY CANS JUSTRITE | 44"H X43"W X18"D, YELLOW SAFETY STORAGE CABINET VALUE PACKAGE COMPLETE WITH SIX 5-GAL SAFETY STORAGE CANS FOR A TOTAL 30 GAL CAPACITY. YELLOW FLAMMABLES CABINETS COME WITH A NEW U-LOC PADLOCKABLE PADDLE HANDLE, HAZ-ALERT LABELING AND SPILLSLOP | E SHELVES. THIS SET INCLUDES ONE MANUAL CLOSE FLAMMABLE CABINET AND SIX TYPE I SAFETY STORAGE CANS, 5 GALLONS EACH, FOR AN UNBEATABLE VALUE. CABINETS ARE STURDILY CONSTRUCTED OF ALL-WELDED, 18-GAUGE (1MM), DOUBLE-WALLED STEEL WITH 1.5" (38MM) | LATING AIR SPACE FOR FIRE RESISTANCE. FAIL-SAFE, 3-POINT SELF-LATCHING SYSTEM PROVIDES EASY, POSITIVE DOOR CLOSURE. |  | 13 | 14 | 13 | 1.3692 | CF | EA |  |  |  | 263 | 540 16 | US | 1 |  | 0 | STND | 30 | AF | IN | IN | IN | LN | WD | HT | P |  |  | O | O | O | O
GS-07F-238AA | JP-893001 | JUSTRITE | FLAMMABLE SAFETY CABINET 30 GAL RED | JP-893001 | FLAMMABLE SAFETY CABINET 30 GALLON RED MANUAL JUSTRITE | 44"H X43"WX18"D. CABINETS ARE STURDILY CONSTRUCTED OF ALL-WELDED, 18-GAUGE (1MM), DOUBLE-WALLED STEEL WITH 1.5" (38MM) OF INSULATING AIR SPACE FOR FIRE RESISTANCE. FAIL-SAFE, 3-POINT SELF-LATCHING SYSTEM PROVIDES EASY, POSITIVE DOOR CLOSURE. | DURABLE STAINLESS STEEL BULLET LATCHES OFFER OPTIMUM LONGEVITY WITH INCREASED HEAT RESISTANCE. U-LOC PADLOCK ABLE PADDLE HANDLE WITH SLIP RESISTANT GRIP OFFERS EASY FINGERTIP OPERATION AND REDUCES DANGEROUS " CATCHES' FROM PASSING TRAFFIC. | HANDLE IS SUPPLIED WITH TWO KEYS AND ACCEPTS A NO. 5 MASTER LOCK PADLOCK FOR ADDED SECURITY. HAZ-ALERT REFLECTIVE LABELING WITH HIGH VISIBILITY UNDER FIRE CONDITIONS OR POWER OUTAGES. STURDY GALVANIZED STEEL SPILL SLOPE SHELVES SAFELY DIRECT INCIDEN |  | 14 | 15 | 16 | 1.9444 | CF | EA |  |  |  | 221 | 540 16 | US | 1 |  | 0 | STND | 30 | AF | IN | IN | IN | LN | WD | HT | P |  |  | O | O | O | O
GS-07F-238AA | JP-893002 | JUSTRITE | ACID SAFETY CABINET 30 GAL BLUE MANU | JP-893002 | ACID SAFETY CABINET 30 GALLON BLUE MANUAL JUSTRITE | JUSTRITE STEEL CABINET FEATURE A U-LOC PADLOCK ABLE PADDLE HANDLE WITH SLIP RESISTANT GRIP WHICH REDUCES DANGEROUS " CATCHES' FROM PASSING TRAFFIC, AND A LOCKING HANDLE SUPPLIED WITH TWO KEYS (ACCEPTS A NO. 5 MASTER LOCK PADLOCK FOR ADDED SECURITY). | HAZ-ALERT REFLECTIVE LABELING WITH HIGH VISIBILITY UNDER FIRE CONDITIONS OR POWER OUTAGES, STURDY GALVANIZED STEEL SPILL SLOPE SHELVES, LEAK PROOF SUMP. SHELVES MEET ANSI MH28.1 2" (51MM) LEAK TIGHT | LEAK-PROOF SUMP, DUAL VENTS WITH FLAME ARRESTORS, 4 ADJUSTABLE LEVELING FEET, GROUNDING CONNECTOR, AND HAZARD WARNING IN THREE LANGUAGES. TO RESIST AGGRESSIVE CHEMICALS, ACID CABINETS INCLUDE POLYETHYLENE TRAYS ATTACHED TO GALVANIZED STEEL SHELVES |  | 16 | 17 | 17 | 2.6759 | CF | EA |  |  |  | 222 | 540 16 | US | 1 |  | 0 | STND | 30 | AF | IN | IN | IN | LN | WD | HT | P |  |  | O | O | O | O
GS-07F-238AA | JP-8930022 | JUSTRITE | ACID CABINET 30 GAL, CHEMCOR LIN | JP-8930022 | ACID CABINET 30 GALLON , CHEMCOR LINER BLUE MANUAL JUSTRITE | 44"H X43"WX18"D. 30 GALLON MANUAL CLOSE BLUE ACID CABINET WITH CHEMCOR LINER, WITH 2 DOORS AND 1 ADJUSTABLE SHELF. JUSTRITE'S CHEMCOR SAFETY STORAGE CABINETS ARE LINED WITH A UNIQUE, THERMOPLASTIC LINER AND OFFER SUPERIOR CORROSION PROTECTION C | OMBINED WITH THE FIRE PROTECTION AND DURABILITY OF OTHER JUSTRITE CABINETS. 100% SEAMLESS LINER ON ALL INTERIOR WALLS, CEILING, SUMP, INSIDE DOORS AND SHELVES PROTECTS EXPOSED CABINET SURFACES FROM RUST AND CORROSION. SEAM-FREE SURFACE ELIMINATES THE | NEED FOR RIVETS OR FASTENERS WHICH RISK CORROSION FROM SEEP-THROUGH CHEMICALS. NON-POROUS SURFACE RESISTS STAINING AN CLEANS UP EASILY. ALL MODELS INCLUDE DOUBLE-WALL 18 GAUGE (1MM) WELDED CONSTRUCTION, 2" LIQUID-TIGHT CONTAINMENT SUMP, DUAL VENTS, |  | 16 | 15 | 16 | 2.2222 | CF | EA |  |  |  | 222 | 540 16 | US | 1 |  | 0 | STND | 30 | AF | IN | IN | IN | LN | WD | HT | P |  |  | O | O | O | O
GS-07F-238AA | JP-893003 | JUSTRITE | FLAMMABLE SAFETY CABINET 30 GAL GRAY | JP-893003 | FLAMMABLE SAFETY CABINET 30 GALLON GRAY MANUAL JUSTRITE | 44"H X43"WX18"D. CABINETS ARE STURDILY CONSTRUCTED OF ALL-WELDED, 18-GAUGE (1MM), DOUBLE-WALLED STEEL WITH 1.5" (38MM) OF INSULATING AIR SPACE FOR FIRE RESISTANCE. FAIL-SAFE, 3-POINT SELF-LATCHING SYSTEM PROVIDES EASY, POSITIVE DOOR CLOSURE. | DURABLE STAINLESS STEEL BULLET LATCHES OFFER OPTIMUM LONGEVITY WITH INCREASED HEAT RESISTANCE. U-LOC PADLOCK ABLE PADDLE HANDLE WITH SLIP RESISTANT GRIP OFFERS EASY FINGERTIP OPERATION AND REDUCES DANGEROUS " CATCHES' FROM PASSING TRAFFIC. | HANDLE IS SUPPLIED WITH TWO KEYS AND ACCEPTS A NO. 5 MASTER LOCK PADLOCK FOR ADDED SECURITY. HAZ-ALERT REFLECTIVE LABELING WITH HIGH VISIBILITY UNDER FIRE CONDITIONS OR POWER OUTAGES. STURDY GALVANIZED STEEL SPILL SLOPE SHELVES SAFELY DIRECT INCIDEN |  | 16 | 15 | 15 | 2.0833 | CF | EA |  |  |  | 221 | 540 16 | US | 1 |  | 0 | STND | 30 | AF | IN | IN | IN | LN | WD | HT | P |  |  | O | O | O | O
GS-07F-238AA | JP-893004 | JUSTRITE | PESTICIDE STORAGE CABINET 30 GAL GRE | JP-893004 | PESTICIDE STORAGE CABINET 30 GALLON GREEN MANUAL JUSTRITE | CABINETS ARE STURDILY CONSTRUCTED OF ALL-WELDED, 18-GAUGE (1MM), DOUBLE-WALLED STEEL WITH 1.5" (38MM) OF INSULATING AIR SPACE FOR FIRE RESISTANCE. FAIL-SAFE, 3-POINT SELF-LATCHING SYSTEM PROVIDES EASY, POSITIVE DOOR CLOSURE. | BULLET LATCHES OFFER OPTIMUM LONGEVITY WITH INCREASED HEAT RESISTANCE. U-LOC? PADLOCK ABLE PADDLE HANDLE WITH SLIP RESISTANT GRIP OFFERS EASY FINGERTIP OPERATION AND REDUCES DANGEROUS " CATCHES' FROM PASSING TRAFFIC. | TH TWO KEYS AND ACCEPTS A NO. 5 MASTER LOCK? PADLOCK FOR ADDED SECURITY. HAZ-ALERT? REFLECTIVE LABELING WITH HIGH VISIBILITY UNDER FIRE CONDITIONS OR POWER OUTAGES. STURDY GALVANIZED STEEL SPILL SLOPE? SHELVES SAFELY DIRECT INCIDENTAL SPILLS TO BACK |  | 12 | 13 | 11 | 0.9931 | CF | EA |  |  |  | 221 | 540 16 | US | 1 |  | 0 | STND | 30 | AF | IN | IN | IN | LN | WD | HT | P |  |  | O | O | O | O
GS-07F-238AA | JP-893005 | JUSTRITE | FLAMMABLE SAFETY CABINET 30 GAL WHIT | JP-893005 | FLAMMABLE SAFETY CABINET 30 GALLON WHITE MANUAL JUSTRITE | 44"H X43"WX18"D. CABINETS ARE STURDILY CONSTRUCTED OF ALL-WELDED, 18-GAUGE (1MM), DOUBLE-WALLED STEEL WITH 1.5" (38MM) OF INSULATING AIR SPACE FOR FIRE RESISTANCE. FAIL-SAFE, 3-POINT SELF-LATCHING SYSTEM PROVIDES EASY, POSITIVE DOOR CLOSURE. | DURABLE STAINLESS STEEL BULLET LATCHES OFFER OPTIMUM LONGEVITY WITH INCREASED HEAT RESISTANCE. U-LOC PADLOCK ABLE PADDLE HANDLE WITH SLIP RESISTANT GRIP OFFERS EASY FINGERTIP OPERATION AND REDUCES DANGEROUS " CATCHES' FROM PASSING TRAFFIC. | HANDLE IS SUPPLIED WITH TWO KEYS AND ACCEPTS A NO. 5 MASTER LOCK PADLOCK FOR ADDED SECURITY. HAZ-ALERT REFLECTIVE LABELING WITH HIGH VISIBILITY UNDER FIRE CONDITIONS OR POWER OUTAGES. STURDY GALVANIZED STEEL SPILL SLOPE SHELVES SAFELY DIRECT INCIDEN |  | 13 | 14 | 13 | 1.3692 | CF | EA |  |  |  | 221 | 540 16 | US | 1 |  | 0 | STND | 30 | AF | IN | IN | IN | LN | WD | HT | P |  |  | O | O | O | O
GS-07F-238AA | JP-8930053 | JUSTRITE | FLAMMABLE SAFETY CABINET 30 GAL WHIT | JP-8930053 | FLAMMABLE SAFETY CABINET 30 GALLON WHITE MANUAL JUSTRITE | 44"H X43"WX18"D. MADE TO THE SAME EXACTING STANDARDS OF FLAMMABLE SAFETY CABINETS, THESE FLAMMABLE WASTE CABINETS ARE THE SOLUTION FOR TEMPORARY COLLECTION AND SEGREGATION OF WASTE LIQUIDS. LARGE WARNING LABEL ' FLAMMABLE WASTE - KEEP FIRE AWAY" | CLEARLY IDENTIFIES CONTENTS. MEETS REGULATIONS & APPROVAL LISTINGS: FM, N, O. |  |  | 14 | 15 | 16 | 1.9444 | CF | EA |  |  |  | 221 | 540 16 | US | 1 |  | 0 | STND | 30 | AF | IN | IN | IN | LN | WD | HT | P |  |  | O | O | O | O
GS-07F-238AA | JP-893010 | JUSTRITE | COMBUSTIBLE PAINT AND INK SAFETY CABINET | JP-893010 | COMBUSTIBLE SAFETY CABINET 40 GALLON YELLOW MANUAL JUSTRITE | 44"H X43"WX18"D. 40 GAL PAINT AND INK CABINET FOR THE STORAGE OF COMBUSTIBLES, MANUAL CLOSE 2 DOOR WITH 3 ADJUSTABLE SHELVES. SEPARATE AND IDENTIFY CLASS III COMBUSTIBLES IN HIGH PERFORMANCE YELLOW PAINT AND INK SAFETY STORAGE CABINETS. MULTIPL | E ADJUSTABLE SHELVES ACCOMMODATE MANY SMALLER PAINT CANS, AEROSOLS, AND INKS FOUND IN PRINTING, PAINTING, FURNITURE AND AUTOMOTIVE OPERATIONS. FEATURES INCLUDE: DOUBLE WALL CONSTRUCTION WITH 1.5" INSULATING AIR SPACE FOR FIRE RESISTANCE, WELDED 18-GA | UGE STEEL FINISHED IN TOUGH, CHEMICAL RESISTANT BAKED-ON POWDER PAINT, EASY CLOSE, SELF-LATCHING DOORS FOR MAXIMUM FIRE PROTECTION, SPILL-CATCHER SHELVES CATCH INCIDENTAL DRIPS AND ADJUST ON 2.25" CENTERS, LEAK TIGHT 2" SUMP TO CONTAIN SPILLS, THREE |  | 16 | 17 | 17 | 2.6759 | CF | EA |  |  |  | 223 | 540 16 | US | 1 |  | 0 | STND | 30 | AF | IN | IN | IN | LN | WD | HT | P |  |  | O | O | O | O
GS-07F-238AA | JP-893011 | JUSTRITE | COMBUSTIBLE PAINT AND INK SAFETY CABINET | JP-893011 | COMBUSTIBLE SAFETY CABINET 40 GALLON RED MANUAL JUSTRITE | 44"H X43"WX18"D. 40 GAL PAINT AND INK CABINET FOR THE STORAGE OF COMBUSTIBLES, MANUAL CLOSE 2 DOOR WITH 3 ADJUSTABLE SHELVES. SEPARATE AND IDENTIFY CLASS III COMBUSTIBLES IN HIGH PERFORMANCE RED PAINT AND INK SAFETY STORAGE CABINETS. MULTIPLE A | DJUSTABLE SHELVES ACCOMMODATE MANY SMALLER PAINT CANS, AEROSOLS, AND INKS FOUND IN PRINTING, PAINTING, FURNITURE AND AUTOMOTIVE OPERATIONS. FEATURES INCLUDE: DOUBLE WALL CONSTRUCTION WITH 1.5" INSULATING AIR SPACE FOR FIRE RESISTANCE, WELDED 18-GAUGE | STEEL FINISHED IN TOUGH, CHEMICAL RESISTANT BAKED-ON POWDER PAINT, EASY CLOSE, SELF-LATCHING DOORS FOR MAXIMUM FIRE PROTECTION, SPILL-CATCHER SHELVES CATCH INCIDENTAL DRIPS AND ADJUST ON 2.25" CENTERS, LEAK TIGHT 2" SUMP TO CONTAIN SPILLS, THREE-POI |  | 16 | 15 | 16 | 2.2222 | CF | EA |  |  |  | 223 | 540 16 | US | 1 |  | 0 | STND | 30 | AF | IN | IN | IN | LN | WD | HT | P |  |  | O | O | O | O
GS-07F-238AA | JP-893020 | JUSTRITE | FLAMMABLE SAFETY CABINET 30 GAL SELF | JP-893020 | FLAMMABLE SAFETY CABINET 30 GALLONS ELF-CLOSING JUSTRITE | 44"H X43"WX18"D, YELLOW. SELF-CLOSE MODEL MEETS THE UNIFORM FIRE CODE. THESE CABINETS SHUT AND LATCH AUTOMATICALLY WHEN FUSIBLE LINKS MELT AT 165 F (74 C) UNDER FIRE CONDITIONS. PATENTED, CONCEALED CLOSING MECHANISM IN SELF-CLOSE STYLE MAXIMIZE | S AVAILABLE SHELF SPACE AND MINIMIZES RISK OF DAMAGE TO THE MECHANISM. SURE-GRIP EX IS DESIGNED TO MAKE THE WORKPLACE EX-TRA SAFE AND EX-TRA SECURE. FEATURES INCLUDE: BUILT-IN GROUNDING CONNECTOR PREVENTS STATIC BUILDUP. DOUBLE-WALL CONSTRUCTION WITH | 1 (38MM) INSULATING AIR SPACE. STURDY 18-GAUGE (1MM) STEEL, WELDED FOR STRENGTH, LONG LIFE AND GREATER FIRE PROTECTION. EXCLUSIVE U LOC HANDLE INCLUDES TWO KEYS AND ACCEPTS AN OPTIONAL PADLOCK FOR SECURITY FEATURES SUCH AS DIFFERENT KEYING OR MASTER |  | 13 | 7 | 7 | 0.3686 | CF | EA |  |  |  | 223 | 540 16 | US | 1 |  | 0 | STND | 30 | AF | IN | IN | IN | LN | WD | HT | P |  |  | O | O | O | O
GS-07F-238AA | JP-8930208 | JUSTRITE | FLAMMABLE CABINET VALUE PACK 30 GAL SEL | JP-8930208 | FLAMMABLE CABINET VALUE PACK 30 GALLONS ELF-CLOSING, 9 SAFETY CANS JUSTRITE | 44"H X43"W X18"D, YELLOW SAFETY STORAGE CABINET VALUE PACKAGE COMPLETE WITH SIX 5-GAL SAFETY STORAGE CANS FOR A TOTAL 30 GALLON CAPACITY. YELLOW FLAMMABLES CABINETS COME WITH A NEW U-LOC PADLOCK ABLE PADDLE HANDLE, HAZ-ALERT LABELING AND SPILL SL | OPE SHELVES. THIS SET INCLUDES ONE SELF-CLOSE FLAMMABLE CABINET AND SIX TYPE I SAFETY STORAGE CANS, 5 GALLONS EACH, FOR AN UNBEATABLE VALUE. CABINETS ARE STURDILY CONSTRUCTED OF ALL-WELDED, 18-GAUGE (1MM), DOUBLE-WALLED STEEL WITH 1.5" (38MM) | LATING AIR SPACE FOR FIRE RESISTANCE. FAIL-SAFE, 3-POINT SELF-LATCHING SYSTEM PROVIDES EASY, POSITIVE DOOR CLOSURE. |  | 13 | 7 | 11 | 0.5793 | CF | EA |  |  |  | 269 | 540 16 | US | 1 |  | 0 | STND | 30 | AF | IN | IN | IN | LN | WD | HT | P |  |  | O | O | O | O
GS-07F-238AA | JP-893021 | JUSTRITE | FLAMMABLE SAFETY CABINET 30 GAL RED | JP-893021 | FLAMMABLE SAFETY CABINET 30 GALLON RED SELF-CLOSING JUSTRITE | 44"H X43"WX18"D. CABINETS ARE STURDILY CONSTRUCTED OF ALL-WELDED, 18-GAUGE (1MM), DOUBLE-WALLED STEEL WITH 1.5" (38MM) OF INSULATING AIR SPACE FOR FIRE RESISTANCE. FAIL-SAFE, 3-POINT SELF-LATCHING SYSTEM PROVIDES EASY, POSITIVE DOOR CLOSURE. | DURABLE STAINLESS STEEL BULLET LATCHES OFFER OPTIMUM LONGEVITY WITH INCREASED HEAT RESISTANCE. U-LOC PADLOCK ABLE PADDLE HANDLE WITH SLIP RESISTANT GRIP OFFERS EASY FINGERTIP OPERATION AND REDUCES DANGEROUS " CATCHES' FROM PASSING TRAFFIC. | HANDLE IS SUPPLIED WITH TWO KEYS AND ACCEPTS A NO. 5 MASTER LOCK PADLOCK FOR ADDED SECURITY. HAZ-ALERT REFLECTIVE LABELING WITH HIGH VISIBILITY UNDER FIRE CONDITIONS OR POWER OUTAGES. STURDY GALVANIZED STEEL SPILL SLOPE SHELVES SAFELY DIRECT INCIDEN |  | 12 | 11 | 13 | 0.9931 | CF | EA |  |  |  | 223 | 540 16 | US | 1 |  | 0 | STND | 30 | AF | IN | IN | IN | LN | WD | HT | P |  |  | O | O | O | O
GS-07F-238AA | JP-893022 | JUSTRITE | ACID SAFETY CABINET 30 GAL BLUE SELF | JP-893022 | ACID SAFETY CABINET 30 GALLON BLUE SELF-CLOSING JUSTRITE | JUSTRITE STEEL CABINET FEATURE A U-LOC PADLOCK ABLE PADDLE HANDLE WITH SLIP RESISTANT GRIP WHICH REDUCES DANGEROUS " CATCHES' FROM PASSING TRAFFIC, AND A LOCKING HANDLE SUPPLIED WITH TWO KEYS (ACCEPTS A NO. 5 MASTER LOCK PADLOCK FOR ADDED SECURITY). | HAZ-ALERT REFLECTIVE LABELING WITH HIGH VISIBILITY UNDER FIRE CONDITIONS OR POWER OUTAGES, STURDY GALVANIZED STEEL SPILL SLOPE SHELVES, LEAK PROOF SUMP. SHELVES MEET ANSI MH28.1 2" (51MM) LEAK TIGHT | LEAK-PROOF SUMP, DUAL VENTS WITH FLAME ARRESTORS, 4 ADJUSTABLE LEVELING FEET, GROUNDING CONNECTOR, AND HAZARD WARNING IN THREE LANGUAGES. TO RESIST AGGRESSIVE CHEMICALS, ACID CABINETS INCLUDE POLYETHYLENE TRAYS ATTACHED TO GALVANIZED STEEL SHELVES |  | 15 | 16 | 16 | 2.2222 | CF | EA |  |  |  | 225 | 540 16 | US | 1 |  | 0 | STND | 30 | AF | IN | IN | IN | LN | WD | HT | P |  |  | O | O | O | O
GS-07F-238AA | JP-8930222 | JUSTRITE | ACID CABINET 30 GAL, CHEMCOR LIN | JP-8930222 | ACID CABINET 30 GALLON , CHEMCOR LINER BLUE SELF-CLOSING JUSTRITE | 44"H X43"WX18"D. 30 GALLONS ELF-CLOSE BLUE ACID CABINET WITH CHEMCOR LINER, WITH 2 DOORS AND 1 ADJUSTABLE SHELF. JUSTRITE'S CHEMCOR SAFETY STORAGE CABINETS ARE LINED WITH A UNIQUE, THERMOPLASTIC LINER AND OFFER SUPERIOR CORROSION PROTECTION COM | BINED WITH THE FIRE PROTECTION AND DURABILITY OF OTHER JUSTRITE CABINETS. 100% SEAMLESS LINER ON ALL INTERIOR WALLS, CEILING, SUMP, INSIDE DOORS AND SHELVES PROTECTS EXPOSED CABINET SURFACES FROM RUST AND CORROSION. SEAM-FREE SURFACE ELIMINATES THE N | EED FOR RIVETS OR FASTENERS WHICH RISK CORROSION FROM SEEP-THROUGH CHEMICALS. NON-POROUS SURFACE RESISTS STAINING AN CLEANS UP EASILY. ALL MODELS INCLUDE DOUBLE-WALL 18 GAUGE (1MM) WELDED CONSTRUCTION, 2" LIQUID-TIGHT CONTAINMENT SUMP, DUAL VENTS, A |  | 4 | 7 | 5 | 0.081 | CF | EA |  |  |  | 225 | 540 16 | US | 1 |  | 0 | STND | 30 | AF | IN | IN | IN | LN | WD | HT | P |  |  | O | O | O | O
GS-07F-238AA | JP-893023 | JUSTRITE | FLAMMABLE SAFETY CABINET 30 GAL GRAY | JP-893023 | FLAMMABLE SAFETY CABINET 30 GALLON GRAY SELF-CLOSING JUSTRITE | 44"H X43"WX18"D. CABINETS ARE STURDILY CONSTRUCTED OF ALL-WELDED, 18-GAUGE (1MM), DOUBLE-WALLED STEEL WITH 1.5" (38MM) OF INSULATING AIR SPACE FOR FIRE RESISTANCE. FAIL-SAFE, 3-POINT SELF-LATCHING SYSTEM PROVIDES EASY, POSITIVE DOOR CLOSURE. | DURABLE STAINLESS STEEL BULLET LATCHES OFFER OPTIMUM LONGEVITY WITH INCREASED HEAT RESISTANCE. U-LOC PADLOCK ABLE PADDLE HANDLE WITH SLIP RESISTANT GRIP OFFERS EASY FINGERTIP OPERATION AND REDUCES DANGEROUS " CATCHES' FROM PASSING TRAFFIC. | HANDLE IS SUPPLIED WITH TWO KEYS AND ACCEPTS A NO. 5 MASTER LOCK PADLOCK FOR ADDED SECURITY. HAZ-ALERT REFLECTIVE LABELING WITH HIGH VISIBILITY UNDER FIRE CONDITIONS OR POWER OUTAGES. STURDY GALVANIZED STEEL SPILL SLOPE SHELVES SAFELY DIRECT INCIDEN |  | 7 | 5 | 5 | 0.1013 | CF | EA |  |  |  | 223 | 540 16 | US | 1 |  | 0 | STND | 30 | AF | IN | IN | IN | LN | WD | HT | P |  |  | O | O | O | O
GS-07F-238AA | JP-893024 | JUSTRITE | PESTICIDE STORAGE CABINET 30 GAL GRE | JP-893024 | PESTICIDE STORAGE CABINET 30 GALLON GREEN SELF-CLOSING JUSTRITE | CABINETS ARE STURDILY CONSTRUCTED OF ALL-WELDED, 18-GAUGE (1MM), DOUBLE-WALLED STEEL WITH 1.5" (38MM) OF INSULATING AIR SPACE FOR FIRE RESISTANCE. FAIL-SAFE, 3-POINT SELF-LATCHING SYSTEM PROVIDES EASY, POSITIVE DOOR CLOSURE. | BULLET LATCHES OFFER OPTIMUM LONGEVITY WITH INCREASED HEAT RESISTANCE. U-LOC PADLOCK ABLE PADDLE HANDLE WITH SLIP RESISTANT GRIP OFFERS EASY FINGERTIP OPERATION AND REDUCES DANGEROUS " CATCHES' FROM PASSING TRAFFIC. | H TWO KEYS AND ACCEPTS A NO. 5 MASTER LOCK PADLOCK FOR ADDED SECURITY. HAZ-ALERT REFLECTIVE LABELING WITH HIGH VISIBILITY UNDER FIRE CONDITIONS OR POWER OUTAGES. STURDY GALVANIZED STEEL SPILL SLOPE SHELVES SAFELY DIRECT INCIDENTAL SPILLS TO BACK AND |  | 11 | 4 | 4 | 0.1019 | CF | EA |  |  |  | 223 | 540 16 | US | 1 |  | 0 | STND | 30 | AF | IN | IN | IN | LN | WD | HT | P |  |  | O | O | O | O
GS-07F-238AA | JP-893025 | JUSTRITE | FLAMMABLE SAFETY CABINET 30 GAL WHIT | JP-893025 | FLAMMABLE SAFETY CABINET 30 GALLON WHITE SELF-CLOSING JUSTRITE | 44"H X43"WX18"D. CABINETS ARE STURDILY CONSTRUCTED OF ALL-WELDED, 18-GAUGE (1MM), DOUBLE-WALLED STEEL WITH 1.5" (38MM) OF INSULATING AIR SPACE FOR FIRE RESISTANCE. FAIL-SAFE, 3-POINT SELF-LATCHING SYSTEM PROVIDES EASY, POSITIVE DOOR CLOSURE. | DURABLE STAINLESS STEEL BULLET LATCHES OFFER OPTIMUM LONGEVITY WITH INCREASED HEAT RESISTANCE. U-LOC PADLOCK ABLE PADDLE HANDLE WITH SLIP RESISTANT GRIP OFFERS EASY FINGERTIP OPERATION AND REDUCES DANGEROUS " CATCHES' FROM PASSING TRAFFIC. | HANDLE IS SUPPLIED WITH TWO KEYS AND ACCEPTS A NO. 5 MASTER LOCK PADLOCK FOR ADDED SECURITY. HAZ-ALERT REFLECTIVE LABELING WITH HIGH VISIBILITY UNDER FIRE CONDITIONS OR POWER OUTAGES. STURDY GALVANIZED STEEL SPILL SLOPE SHELVES SAFELY DIRECT INCIDEN |  | 11 | 4 | 4 | 0.1019 | CF | EA |  |  |  | 223 | 540 16 | US | 1 |  | 0 | STND | 30 | AF | IN | IN | IN | LN | WD | HT | P |  |  | O | O | O | O
GS-07F-238AA | JP-8930253 | JUSTRITE | FLAMMABLE SAFETY CABINET 30 GAL WHIT | JP-8930253 | FLAMMABLE SAFETY CABINET 30 GALLON WHITE SELF-CLOSING JUSTRITE | 44"H X43"WX18"D. MADE TO THE SAME EXACTING STANDARDS OF FLAMMABLE SAFETY CABINETS, THESE FLAMMABLE WASTE CABINETS ARE THE SOLUTION FOR TEMPORARY COLLECTION AND SEGREGATION OF WASTE LIQUIDS. LARGE WARNING LABEL ' FLAMMABLE WASTE - KEEP FIRE AWAY" | CLEARLY IDENTIFIES CONTENTS. MEETS REGULATIONS & APPROVAL LISTINGS: FM, N, O, U. |  |  | 11 | 4 | 4 | 0.1019 | CF | EA |  |  |  | 223 | 540 16 | US | 1 |  | 0 | STND | 30 | AF | IN | IN | IN | LN | WD | HT | P |  |  | O | O | O | O
GS-07F-238AA | JP-893030 | JUSTRITE | COMBUSTIBLE PAINT AND INK SAFETY CABINET | JP-893030 | COMBUSTIBLE SAFETY CABINET 40 GALLON YELLOW SELF-CLOSING JUSTRITE | 44"H X43"WX18"D. 40 GAL PAINT AND INK CABINET FOR THE STORAGE OF COMBUSTIBLES, SELF-CLOSE 2 DOOR WITH 3 ADJUSTABLE SHELVES. SEPARATE AND IDENTIFY CLASS III COMBUSTIBLES IN HIGH PERFORMANCE YELLOW PAINT AND INK SAFETY STORAGE CABINETS. MULTIPLE | ADJUSTABLE SHELVES ACCOMMODATE MANY SMALLER PAINT CANS, AEROSOLS, AND INKS FOUND IN PRINTING, PAINTING, FURNITURE AND AUTOMOTIVE OPERATIONS. FEATURES INCLUDE: DOUBLE WALL CONSTRUCTION WITH 1.5" INSULATING AIR SPACE FOR FIRE RESISTANCE, WELDED 18-GAUG | E STEEL FINISHED IN TOUGH, CHEMICAL RESISTANT BAKED-ON POWDER PAINT, EASY CLOSE, SELF-LATCHING DOORS FOR MAXIMUM FIRE PROTECTION, SPILL-CATCHER SHELVES CATCH INCIDENTAL DRIPS AND ADJUST ON 2.25" CENTERS, LEAK TIGHT 2" SUMP TO CONTAIN SPILLS, THREE-P |  | 2 | 9 | 3 | 0.0313 | CF | EA |  |  |  | 225 | 540 16 | US | 1 |  | 0 | STND | 30 | AF | IN | IN | IN | LN | WD | HT | P |  |  | O | O | O | O
GS-07F-238AA | JP-893031 | JUSTRITE | COMBUSTIBLE PAINT AND INK SAFETY CABINET | JP-893031 | COMBUSTIBLE SAFETY CABINET 40 GALLON RED SELF-CLOSING JUSTRITE | 44"H X43"WX18"D. 40 GAL PAINT AND INK CABINET FOR THE STORAGE OF COMBUSTIBLES, SELF-CLOSE 2 DOOR WITH 3 ADJUSTABLE SHELVES. SEPARATE AND IDENTIFY CLASS III COMBUSTIBLES IN HIGH PERFORMANCE RED PAINT AND INK SAFETY STORAGE CABINETS. MULTIPLE ADJ | USTABLE SHELVES ACCOMMODATE MANY SMALLER PAINT CANS, AEROSOLS, AND INKS FOUND IN PRINTING, PAINTING, FURNITURE AND AUTOMOTIVE OPERATIONS. FEATURES INCLUDE: DOUBLE WALL CONSTRUCTION WITH 1.5" INSULATING AIR SPACE FOR FIRE RESISTANCE, WELDED 18-GAUGE S | TEEL FINISHED IN TOUGH, CHEMICAL RESISTANT BAKED-ON POWDER PAINT, EASY CLOSE, SELF-LATCHING DOORS FOR MAXIMUM FIRE PROTECTION, SPILL-CATCHER SHELVES CATCH INCIDENTAL DRIPS AND ADJUST ON 2.25" CENTERS, LEAK TIGHT 2" SUMP TO CONTAIN SPILLS, THREE-POIN |  | 7 | 5 | 4 | 0.081 | CF | EA |  |  |  | 225 | 540 16 | US | 1 |  | 0 | STND | 30 | AF | IN | IN | IN | LN | WD | HT | P |  |  | O | O | O | O
GS-07F-238AA | JP-893080 | JUSTRITE | FLAMMABLE SAFETY CABINET 30 GAL SELF | JP-893080 | FLAMMABLE SAFETY CABINET 30 GALLONS ELF-CLOSING SLIDING DOOR JUSTRITE | 44"H X43"WX18"D, YELLOW. SELF-CLOSE MODEL MEETS THE UNIFORM FIRE CODE. THESE CABINETS SHUT AND LATCH AUTOMATICALLY WHEN FUSIBLE LINKS MELT AT 165 F (74 C) UNDER FIRE CONDITIONS. PATENTED, CONCEALED CLOSING MECHANISM IN SELF-CLOSE STYLE MAXIMIZE | S AVAILABLE SHELF SPACE AND MINIMIZES RISK OF DAMAGE TO THE MECHANISM. SURE-GRIP EX IS DESIGNED TO MAKE THE WORKPLACE EX-TRA SAFE AND EX-TRA SECURE. DESIGNED TO MEET OSHA AND NFPA STANDARDS, THESE CABINETS ARE STURDILY CONSTRUCTED OF ALL-WELDED, 18-G | AUGE, DOUBLE-WALLED STEEL WITH 1.5" OF INSULATING AIR SPACE FOR FIRE RESISTANCE. THREE-POINT SELF-LATCHING SYSTEM PROVIDES EASY, POSITIVE DOOR CLOSURE. |  | 7 | 5 | 4 | 0.081 | CF | EA |  |  |  | 246 | 540 16 | US | 1 |  | 0 | STND | 30 | AF | IN | IN | IN | LN | WD | HT | P |  |  | O | O | O | O
GS-07F-238AA | JP-893082 | JUSTRITE | ACID SAFETY CABINET 30 GAL BLUE SELF | JP-893082 | ACID SAFETY CABINET 30 GALLON BLUE SELF-CLOSING JUSTRITE 1 SLIDING DOOR | JUSTRITE STEEL CABINET FEATURE A U-LOC PADLOCK ABLE PADDLE HANDLE WITH SLIP RESISTANT GRIP WHICH REDUCES DANGEROUS " CATCHES' FROM PASSING TRAFFIC, AND A LOCKING HANDLE SUPPLIED WITH TWO KEYS (ACCEPTS A NO. 5 MASTER LOCK PADLOCK FOR ADDED SECURITY). | HAZ-ALERT REFLECTIVE LABELING WITH HIGH VISIBILITY UNDER FIRE CONDITIONS OR POWER OUTAGES, STURDY GALVANIZED STEEL SPILL SLOPE SHELVES, LEAK PROOF SUMP. SHELVES MEET ANSI MH28.1 2" (51MM) LEAK TIGHT | LEAK-PROOF SUMP, DUAL VENTS WITH FLAME ARRESTORS, 4 ADJUSTABLE LEVELING FEET, GROUNDING CONNECTOR, AND HAZARD WARNING IN THREE LANGUAGES. TO RESIST AGGRESSIVE CHEMICALS, ACID CABINETS INCLUDE POLYETHYLENE TRAYS ATTACHED TO GALVANIZED STEEL SHELVES |  | 7 | 5 | 4 | 0.081 | CF | EA |  |  |  | 246 | 540 16 | US | 1 |  | 0 | STND | 30 | AF | IN | IN | IN | LN | WD | HT | P |  |  | O | O | O | O
GS-07F-238AA | JP-8930822 | JUSTRITE | ACID CABINET 30 GAL, CHEMCOR LIN | JP-8930822 | ACID CABINET 30 GALLON , CHEMCOR LINER BLUE SELF-CLOSING JUSTRITE 1 SLIDING DOOR | 44"H X43"WX18"D. 30 GALLONS ELF-CLOSE BLUE ACID CABINET WITH CHEMCOR LINER, WITH 1 SLIDING DOOR AND 1 ADJUSTABLE SHELF. JUSTRITE'S CHEMCOR SAFETY STORAGE CABINETS ARE LINED WITH A UNIQUE, THERMOPLASTIC LINER AND OFFER SUPERIOR CORROSION PROTECT | ION COMBINED WITH THE FIRE PROTECTION AND DURABILITY OF OTHER JUSTRITE CABINETS. 100% SEAMLESS LINER ON ALL INTERIOR WALLS, CEILING, SUMP, INSIDE DOORS AND SHELVES PROTECTS EXPOSED CABINET SURFACES FROM RUST AND CORROSION. SEAM-FREE SURFACE ELIMINATE | S THE NEED FOR RIVETS OR FASTENERS WHICH RISK CORROSION FROM SEEP-THROUGH CHEMICALS. NON-POROUS SURFACE RESISTS STAINING AN CLEANS UP EASILY. ALL MODELS INCLUDE DOUBLE-WALL 18 GAUGE (1MM) WELDED CONSTRUCTION, 2" LIQUID-TIGHT CONTAINMENT SUMP, DUAL V |  | 4 | 7 | 5 | 0.081 | CF | EA |  |  |  | 246 | 540 16 | US | 1 |  | 0 | STND | 30 | AF | IN | IN | IN | LN | WD | HT | P |  |  | O | O | O | O
GS-07F-238AA | JP-893083 | JUSTRITE | FLAMMABLE SAFETY STORAGE CABINET 30 GAL | JP-893083 | FLAMMABLE SAFETY STORAGE CABINET 30 GALLON GRAY SELF-CLOSING JUSTRITE 1 SLIDING DOOR | 44"H X43"WX18"D. CABINETS ARE STURDILY CONSTRUCTED OF ALL-WELDED, 18-GAUGE (1MM), DOUBLE-WALLED STEEL WITH 1.5" (38MM) OF INSULATING AIR SPACE FOR FIRE RESISTANCE. U-LOC PADLOCK ABLE PADDLE HANDLE WITH SLIP RESISTANT GRIP OFFERS EASY FINGERTIP | REDUCES DANGEROUS " CATCHES' FROM PASSING TRAFFIC. | AGES. STURDY GALVANIZED STEEL SPILL SLOPE SHELVES SAFELY DIRECT INCIDENTAL SPILLS TO BACK AND BOTTOM OF LEAK PROOF SUMP. ADJUSTABLE ON 3" (76MM) CENTERS, THEY MEET ANSI STANDARDS WITH A 350 LB. (159 KG.) SAFE ALLOWABLE LOAD. SHELVES MEET ANSI MH28.1 |  | 4 | 7 | 5 | 0.081 | CF | EA |  |  |  | 246 | 540 16 | US | 1 |  | 0 | STND | 30 | AF | IN | IN | IN | LN | WD | HT | P |  |  | O | O | O | O
GS-07F-238AA | JP-893090 | JUSTRITE | COMBUSTIBLE PAINT AND INK SAFETY CABINET | JP-893090 | COMBUSTIBLE SAFETY CABINET 40 GALLON YELLOW SELF-CLOSING SLIDING DOOR JUSTRITE | 44"H X43"WX18"D. 40 GAL PAINT AND INK CABINET FOR THE STORAGE OF COMBUSTIBLES, SELF-CLOSE 1 SLIDING DOOR WITH 3 ADJUSTABLE SHELVES. SEPARATE AND IDENTIFY CLASS III COMBUSTIBLES IN HIGH PERFORMANCE YELLOW PAINT AND INK SAFETY STORAGE CABINETS. M | ULTIPLE ADJUSTABLE SHELVES ACCOMMODATE MANY SMALLER PAINT CANS, AEROSOLS, AND INKS FOUND IN PRINTING, PAINTING, FURNITURE AND AUTOMOTIVE OPERATIONS. FEATURES INCLUDE: DOUBLE WALL CONSTRUCTION WITH 1.5" INSULATING AIR SPACE FOR FIRE RESISTANCE, WELDED | 18-GAUGE STEEL FINISHED IN TOUGH, CHEMICAL RESISTANT BAKED-ON POWDER PAINT, EASY CLOSE, SELF-LATCHING DOORS FOR MAXIMUM FIRE PROTECTION, SPILL-CATCHER SHELVES CATCH INCIDENTAL DRIPS AND ADJUST ON 2.25" CENTERS, LEAK TIGHT 2" SUMP TO CONTAIN SPILLS, |  | 4 | 7 | 5 | 0.081 | CF | EA |  |  |  | 248 | 540 16 | US | 1 |  | 0 | STND | 30 | AF | IN | IN | IN | LN | WD | HT | P |  |  | O | O | O | O
GS-07F-238AA | JP-893091 | JUSTRITE | COMBUSTIBLE PAINT AND INK SAFETY CABINET | JP-893091 | COMBUSTIBLE SAFETY CABINET 40 GALLON RED SELF-CLOSING SLIDING DOOR JUSTRITE | 44"H X43"WX18"D. 40 GAL PAINT AND INK CABINET FOR THE STORAGE OF COMBUSTIBLES, SELF-CLOSE 1 SLIDING DOOR WITH 3 ADJUSTABLE SHELVES. SEPARATE AND IDENTIFY CLASS III COMBUSTIBLES IN HIGH PERFORMANCE RED PAINT AND INK SAFETY STORAGE CABINETS. MULT | IPLE ADJUSTABLE SHELVES ACCOMMODATE MANY SMALLER PAINT CANS, AEROSOLS, AND INKS FOUND IN PRINTING, PAINTING, FURNITURE AND AUTOMOTIVE OPERATIONS. FEATURES INCLUDE: DOUBLE WALL CONSTRUCTION WITH 1.5" INSULATING AIR SPACE FOR FIRE RESISTANCE, WELDED 18 | -GAUGE STEEL FINISHED IN TOUGH, CHEMICAL RESISTANT BAKED-ON POWDER PAINT, EASY CLOSE, SELF-LATCHING DOORS FOR MAXIMUM FIRE PROTECTION, SPILL-CATCHER SHELVES CATCH INCIDENTAL DRIPS AND ADJUST ON 2.25" CENTERS, LEAK TIGHT 2" SUMP TO CONTAIN SPILLS, TH |  | 4 | 5 | 7 | 0.081 | CF | EA |  |  |  | 246 | 540 16 | US | 1 |  | 0 | STND | 30 | AF | IN | IN | IN | LN | WD | HT | P |  |  | O | O | O | O
GS-07F-238AA | JP-893300 | JUSTRITE | FLAMMABLE SAFETY CABINET 30 GAL MANU | JP-893300 | FLAMMABLE SAFETY CABINET 30 GALLON MANUAL JUSTRITE | 35"H X36"WX24"D, YELLOW. SURE-GRIP EX IS DESIGNED TO MAKE THE WORKPLACE EX-TRA SAFE AND EX-TRA SECURE. FEATURES INCLUDE: BUILT-IN GROUNDING CONNECTOR PREVENTS STATIC BUILDUP. DOUBLE-WALL CONSTRUCTION WITH 1 (38MM) INSULATING AIR SPACE. STURDY 1 | 8-GAUGE (1MM) STEEL, WELDED FOR STRENGTH, LONG LIFE AND GREATER FIRE PROTECTION. EXCLUSIVE U LOC HANDLE INCLUDES TWO KEYS AND ACCEPTS AN OPTIONAL PADLOCK FOR SECURITY FEATURES SUCH AS DIFFERENT KEYING OR MASTER KEYING. PADDLE HANDLE WITH SLIP RESISTA | NT STRIP OFFERS EASY FINGERTIP OPERATION AND REDUCES DANGEROUS CATCHES FROM PASSING TRAFFIC THREE-POINT, STAINLESS STEEL BULLET SELF LATCHING SYSTEM FOR OPTIMUM LONGEVITY WITH INCREASED HEAT RESISTANCE. ROUNDED SAFETY CORNERS ON DOORS. 2 (51MM) LEAK |  | 4 | 5 | 7 | 0.081 | CF | EA |  |  |  | 204 | 540 16 | US | 1 |  | 0 | STND | 30 | AF | IN | IN | IN | LN | WD | HT | P |  |  | O | O | O | O
GS-07F-238AA | JP-893302 | JUSTRITE | ACID CABINET 30 GAL BLUE UNDER-COUNT | JP-893302 | ACID CABINET 30 GALLON BLUE UNDER-COUNTER MANUAL JUSTRITE | PROVIDE QUICK ACCESS AT WORK STATIONS BY TAKING ADVANTAGE OF UNDERCOUNTER SPACE FOR THE SAFE STORAGE OF FLAMMABLES. CABINET IS SIZED AND FITTED WITH A 3.5"H X2.5"D KICK PLATE TO MOUNT FLUSH WITH OTHER CABINETRY. DUAL VENTS WITH FLASH ARRESTERS ARE | LOCATED ON THE BACK WALL FOR EASY CONNECTION IF VENTILATION IS NEEDED. LEVELING FEET ADJUST TO 1.125' FOR ALIGNMENT ON UNEVEN FLOORS. CABINETS ARE STURDILY CONSTRUCTED OF ALL-WELDED, 18-GAUGE (1MM), DOUBLE-WALLED STEEL WITH 1.5" (38MM) OF INSULATING | AIR SPACE FOR FIRE RESISTANCE. FAIL-SAFE, 3-POINT SELF-LATCHING SYSTEM PROVIDES EASY, POSITIVE DOOR CLOSURE. |  | 4 | 3 | 4 | 0.0278 | CF | EA |  |  |  | 206 | 540 16 | US | 1 |  | 0 | STND | 30 | AF | IN | IN | IN | LN | WD | HT | P |  |  | O | O | O | O
GS-07F-238AA | JP-893303 | JUSTRITE | UNDER-COUNTER FLAMMABLE CABINET 30 GALL | JP-893303 | UNDER-COUNTER FLAMMABLE CABINET 30 GALLON GRAY MANUAL JUSTRITE | 35"H X36"WX24"D. PROVIDE QUICK ACCESS AT WORK STATIONS BY TAKING ADVANTAGE OF UNDERCOUNTER SPACE FOR THE SAFE STORAGE OF FLAMMABLES. CABINET IS SIZED AND FITTED WITH A 3.5"H X2.5"D KICK PLATE TO MOUNT FLUSH WITH OTHER CABINETRY. DUAL VENTS W | ITH FLASH ARRESTERS ARE LOCATED ON THE BACK WALL FOR EASY CONNECTION IF VENTILATION IS NEEDED. LEVELING FEET ADJUST TO 1.125' FOR ALIGNMENT ON UNEVEN FLOORS. CABINETS ARE STURDILY CONSTRUCTED OF ALL-WELDED, 18-GAUGE (1MM), DOUBLE-WALLED STEEL WITH 1. | 5" (38MM) OF INSULATING AIR SPACE FOR FIRE RESISTANCE. FAIL-SAFE, 3-POINT SELF-LATCHING SYSTEM PROVIDES EASY, POSITIVE DOOR CLOSURE. |  | 4 | 3 | 4 | 0.0278 | CF | EA |  |  |  | 204 | 540 16 | US | 1 |  | 0 | STND | 30 | AF | IN | IN | IN | LN | WD | HT | P |  |  | O | O | O | O
GS-07F-238AA | JP-893305 | JUSTRITE | UNDER-COUNTER FLAMMABLE CABINET 30 GALL | JP-893305 | UNDER-COUNTER FLAMMABLE CABINET 30 GALLON WHITE MANUAL JUSTRITE | 35"H X36"WX24"D. PROVIDE QUICK ACCESS AT WORK STATIONS BY TAKING ADVANTAGE OF UNDERCOUNTER SPACE FOR THE SAFE STORAGE OF FLAMMABLES. CABINET IS SIZED AND FITTED WITH A 3.5"H X2.5"D KICK PLATE TO MOUNT FLUSH WITH OTHER CABINETRY. DUAL VENTS W | ITH FLASH ARRESTERS ARE LOCATED ON THE BACK WALL FOR EASY CONNECTION IF VENTILATION IS NEEDED. LEVELING FEET ADJUST TO 1.125' FOR ALIGNMENT ON UNEVEN FLOORS. CABINETS ARE STURDILY CONSTRUCTED OF ALL-WELDED, 18-GAUGE (1MM), DOUBLE-WALLED STEEL WITH 1. | 5" (38MM) OF INSULATING AIR SPACE FOR FIRE RESISTANCE. FAIL-SAFE, 3-POINT SELF-LATCHING SYSTEM PROVIDES EASY, POSITIVE DOOR CLOSURE. |  | 7 | 15 | 11 | 0.6684 | CF | EA |  |  |  | 204 | 540 16 | US | 1 |  | 0 | STND | 30 | AF | IN | IN | IN | LN | WD | HT | P |  |  | O | O | O | O
GS-07F-238AA | JP-893400 | JUSTRITE | WALL MOUNT FLAMMABLE CABINET 20 GAL | JP-893400 | WALL MOUNT FLAMMABLE CABINET 20 GALLON MANUAL JUSTRITE | 44"H X43"W X12"D, YELLOW. 20 GALLON , 5 SHELVES. WALL MOUNT CABINETS ARE IDEAL FOR STORING SMALL CONTAINERS NEAR WORK AREAS WITHOUT TAKING UP EXTRA FLOOR SPACE. EYE LEVEL POSITIONING ALLOWS FOR EASY ACCESS TO SOLVENTS. ONLY 12"DEEP, THE 20 GALLON | MODEL FEATURES FIVE ADJUSTABLE SHELVES TO ACCOMMODATE MULTIPLE CONTAINERS. COMES WITH MOUNTING HARDWARE AND 5 ADJUSTABLE SHELVES. APPROVAL LISTING & REGULATION: FM, N, O. |  |  | 9 | 6 | 6 | 0.1875 | CF | EA |  |  |  | 205 | 540 16 | US | 1 |  | 0 | STND | 30 | AF | IN | IN | IN | LN | WD | HT | P |  |  | O | O | O | O
GS-07F-238AA | JP-894500 | JUSTRITE | FLAMMABLE SAFETY CABINET 45 GAL MANU | JP-894500 | FLAMMABLE SAFETY CABINET 45 GALLON MANUAL JUSTRITE | 65"H X43"WX18"D, YELLOW. SURE-GRIP EX IS DESIGNED TO MAKE THE WORKPLACE EX-TRA SAFE AND EX-TRA SECURE. FEATURES INCLUDE: BUILT-IN GROUNDING CONNECTOR PREVENTS STATIC BUILDUP. DOUBLE-WALL CONSTRUCTION WITH 1 (38MM) INSULATING AIR SPACE. STURDY 1 | 8-GAUGE (1MM) STEEL, WELDED FOR STRENGTH, LONG LIFE AND GREATER FIRE PROTECTION. EXCLUSIVE U LOC HANDLE INCLUDES TWO KEYS AND ACCEPTS AN OPTIONAL PADLOCK FOR SECURITY FEATURES SUCH AS DIFFERENT KEYING OR MASTER KEYING. PADDLE HANDLE WITH SLIP RESISTA | NT STRIP OFFERS EASY FINGERTIP OPERATION AND REDUCES DANGEROUS CATCHES FROM PASSING TRAFFIC THREE-POINT, STAINLESS STEEL BULLET SELF LATCHING SYSTEM FOR OPTIMUM LONGEVITY WITH INCREASED HEAT RESISTANCE. ROUNDED SAFETY CORNERS ON DOORS. 2 (51MM) LEAK |  | 4 | 5 | 6 | 0.0694 | CF | EA |  |  |  | 299 | 540 16 | US | 1 |  | 0 | STND | 30 | AF | IN | IN | IN | LN | WD | HT | P |  |  | O | O | O | O
GS-07F-238AA | JP-8945008 | JUSTRITE | FLAMMABLE CABINET VALUE PACK 45 GAL MAN | JP-8945008 | FLAMMABLE CABINET VALUE PACK 45 GALLON MANUAL, 9 SAFETY CANS JUSTRITE | 65"H X43"W X18"D, YELLOW SAFETY STORAGE CABINET, 45 GALLON VALUE PACKAGE COMPLETE WITH NINE 5 GALLONS AFETY STORAGE CANS FOR A TOTAL 30 GALLON CAPACITY. YELLOW FLAMMABLES CABINET, 45 GALLONS COME WITH A NEW U-LOC PADLOCK ABLE PADDLE HANDLE, HAZ-A | LERT LABELING AND SPILL SLOPE SHELVES. THIS SET INCLUDES ONE MANUAL CLOSE FLAMMABLE CABINET, 45 GALLON AND SIX TYPE I SAFETY STORAGE CANS, 5 GALLONS EACH, FOR AN UNBEATABLE VALUE. CABINET, 45 GALLONS ARE STURDILY CONSTRUCTED OF ALL-WELDED, 18-GAUGE ( | 1MM), DOUBLE-WALLED STEEL WITH 1.5" (38MM) OF INSULATING AIR SPACE FOR FIRE RESISTANCE. FAIL-SAFE, 3-POINT SELF-LATCHING SYSTEM PROVIDES EASY, POSITIVE DOOR CLOSURE. |  | 16 | 6 | 6 | 0.3333 | CF | EA |  |  |  | 362 | 540 16 | US | 1 |  | 0 | STND | 30 | AF | IN | IN | IN | LN | WD | HT | P |  |  | O | O | O | O
GS-07F-238AA | JP-894501 | JUSTRITE | FLAMMABLE SAFETY CABINET 45 GAL RED | JP-894501 | FLAMMABLE SAFETY CABINET 45 GALLON RED MANUAL JUSTRITE | 65"H X43"WX18"D. CABINET, 45 GALLONS ARE STURDILY CONSTRUCTED OF ALL-WELDED, 18-GAUGE (1MM), DOUBLE-WALLED STEEL WITH 1.5" (38MM) OF INSULATING AIR SPACE FOR FIRE RESISTANCE. FAIL-SAFE, 3-POINT SELF-LATCHING SYSTEM PROVIDES EASY, POSITIVE DOOR | CLOSURE. THDURABLE STAINLESS STEEL BULLET LATCHES OFFER OPTIMUM LONGEVITY WITH INCREASED HEAT RESISTANCE. U-LOC PADLOCK ABLE PADDLE HANDLE WITH SLIP RESISTANT GRIP OFFERS EASY FINGERTIP OPERATION AND REDUCES DANGEROUS " CATCHES' FROM PASSING TRAFF | IC. LOCKING HANDLE IS SUPPLIED WITH TWO KEYS AND ACCEPTS A NO. 5 MASTER LOCK PADLOCK FOR ADDED SECURITY. HAZ-ALERT REFLECTIVE LABELING WITH HIGH VISIBILITY UNDER FIRE CONDITIONS OR POWER OUTAGES. STURDY GALVANIZED STEEL SPILL SLOPE SHELVES SAFELY DI |  | 16 | 6 | 6 | 0.3333 | CF | EA |  |  |  | 299 | 540 16 | US | 1 |  | 0 | STND | 30 | AF | IN | IN | IN | LN | WD | HT | P |  |  | O | O | O | O
GS-07F-238AA | JP-894502 | JUSTRITE | ACID SAFETY CABINET 45 GAL BLUE MANU | JP-894502 | ACID SAFETY CABINET 45 GALLON BLUE MANUAL JUSTRITE | JUSTRITE STEEL CABINET, 45 GAL FEATURE A U-LOC PADLOCK ABLE PADDLE HANDLE WITH SLIP RESISTANT GRIP WHICH REDUCES DANGEROUS " CATCHES' FROM PASSING TRAFFIC, AND A LOCKING HANDLE SUPPLIED WITH TWO KEYS (ACCEPTS A NO. 5 MASTER LOCK PADLOCK | HAZ-ALERT REFLECTIVE LABELING WITH HIGH VISIBILITY UNDER FIRE CONDITIONS OR POWER OUTAGES, STURDY GALVANIZED STEEL SPILL SLOPE SHELVES, LEAK PROOF SUMP. SHELVES MEET ANSI MH28.1 2" (51MM) LEAK TIGHT | LEAK-PROOF SUMP, DUAL VENTS WITH FLAME ARRESTORS, 4 ADJUSTABLE LEVELING FEET, GROUNDING CONNECTOR, AND HAZARD WARNING IN THREE LANGUAGES. TO RESIST AGGRESSIVE CHEMICALS, ACID CABINETS INCLUDE POLYETHYLENE TRAYS ATTACHED TO GALVANIZED STEEL SHELVES |  | 5 | 5 | 7 | 0.1013 | CF | EA |  |  |  | 301 | 540 16 | US | 1 |  | 0 | STND | 30 | AF | IN | IN | IN | LN | WD | HT | P |  |  | O | O | O | O
GS-07F-238AA | JP-8945022 | JUSTRITE | ACID CABINET 45 GAL, CHEMCOR LIN | JP-8945022 | ACID CABINET 45 GALLON , CHEMCOR LINER BLUE MANUAL JUSTRITE | 65"H X44"WX18"D. MANUAL CLOSE BLUE ACID CABINET, 45 GALLON WITH CHEMCOR LINER WITH 2 DOORS AND 2 ADJUSTABLE SHELVES. JUSTRITE'S CHEMCOR SAFETY STORAGE CABINET, 45 GALLONS ARE LINED WITH A UNIQUE, THERMOPLASTIC LINER AND OFFER SUPERIOR CORROSION | PROTECTION COMBINED WITH THE FIRE PROTECTION AND DURABILITY OF OTHER JUSTRITE CABINET, 45 GALLONS. 100% SEAMLESS LINER ON ALL INTERIOR WALLS, CEILING, SUMP, INSIDE DOORS AND SHELVES PROTECTS EXPOSED CABINET, 45 GALLONS URFACES FROM RUST AND CORROSION | . SEAM-FREE SURFACE ELIMINATES THE NEED FOR RIVETS OR FASTENERS WHICH RISK CORROSION FROM SEEP-THROUGH CHEMICALS. NON-POROUS SURFACE RESISTS STAINING AN CLEANS UP EASILY. ALL MODELS INCLUDE DOUBLE-WALL 18 GAUGE (1MM) WELDED CONSTRUCTION, 2" LIQUID-T |  | 44 | 31 | 31 | 24.4699 | CF | EA |  |  |  | 301 | 540 16 | US | 1 |  | 0 | STND | 30 | AF | IN | IN | IN | LN | WD | HT | P |  |  | O | O | O | O
GS-07F-238AA | JP-894503 | JUSTRITE | FLAMMABLE SAFETY CABINET 45 GAL GRAY | JP-894503 | FLAMMABLE SAFETY CABINET 45 GALLON GRAY MANUAL JUSTRITE | 65"H X43"WX18"D. CABINET, 45 GALLONS ARE STURDILY CONSTRUCTED OF ALL-WELDED, 18-GAUGE (1MM), DOUBLE-WALLED STEEL WITH 1.5" (38MM) OF INSULATING AIR SPACE FOR FIRE RESISTANCE. FAIL-SAFE, 3-POINT SELF-LATCHING SYSTEM PROVIDES EASY, POSITIVE DOOR | CLOSURE. THDURABLE STAINLESS STEEL BULLET LATCHES OFFER OPTIMUM LONGEVITY WITH INCREASED HEAT RESISTANCE. U-LOC PADLOCK ABLE PADDLE HANDLE WITH SLIP RESISTANT GRIP OFFERS EASY FINGERTIP OPERATION AND REDUCES DANGEROUS " CATCHES' FROM PASSING TRAFF | IC. LOCKING HANDLE IS SUPPLIED WITH TWO KEYS AND ACCEPTS A NO. 5 MASTER LOCK PADLOCK FOR ADDED SECURITY. HAZ-ALERT REFLECTIVE LABELING WITH HIGH VISIBILITY UNDER FIRE CONDITIONS OR POWER OUTAGES. STURDY GALVANIZED STEEL SPILL SLOPE SHELVES SAFELY DI |  | 7 | 18 | 18 | 1.3125 | CF | EA |  |  |  | 299 | 540 16 | US | 1 |  | 0 | STND | 30 | AF | IN | IN | IN | LN | WD | HT | P |  |  | O | O | O | O
GS-07F-238AA | JP-894504 | JUSTRITE | PESTICIDE STORAGE CABINET 45 GAL GRE | JP-894504 | PESTICIDE STORAGE CABINET 45 GALLON GREEN MANUAL JUSTRITE | CABINET, 45 GALLONS ARE STURDILY CONSTRUCTED OF ALL-WELDED, 18-GAUGE (1MM), DOUBLE-WALLED STEEL WITH 1.5" (38MM) OF INSULATING AIR SPACE FOR FIRE RESISTANCE. FAIL-SAFE, 3-POINT SELF-LATCHING SYSTEM PROVIDES EASY, POSITIVE DOOR CLOSURE. | STAINLESS STEEL BULLET LATCHES OFFER OPTIMUM LONGEVITY WITH INCREASED HEAT RESISTANCE. U-LOC PADLOCK ABLE PADDLE HANDLE WITH SLIP RESISTANT GRIP OFFERS EASY FINGERTIP OPERATION AND REDUCES DANGEROUS " CATCHES' FROM PASSING TRAFFIC. | UPPLIED WITH TWO KEYS AND ACCEPTS A NO. 5 MASTER LOCK PADLOCK FOR ADDED SECURITY. HAZ-ALERT REFLECTIVE LABELING WITH HIGH VISIBILITY UNDER FIRE CONDITIONS OR POWER OUTAGES. STURDY GALVANIZED STEEL SPILL SLOPE SHELVES SAFELY DIRECT INCIDENTAL SPILLS |  | 8 | 7 | 7 | 0.2269 | CF | EA |  |  |  | 299 | 540 16 | US | 1 |  | 0 | STND | 30 | AF | IN | IN | IN | LN | WD | HT | P |  |  | O | O | O | O
GS-07F-238AA | JP-894505 | JUSTRITE | FLAMMABLE SAFETY CABINET 45 GAL WHIT | JP-894505 | FLAMMABLE SAFETY CABINET 45 GALLON WHITE MANUAL JUSTRITE | 65"H X43"WX18"D. CABINET, 45 GALLONS ARE STURDILY CONSTRUCTED OF ALL-WELDED, 18-GAUGE (1MM), DOUBLE-WALLED STEEL WITH 1.5" (38MM) OF INSULATING AIR SPACE FOR FIRE RESISTANCE. FAIL-SAFE, 3-POINT SELF-LATCHING SYSTEM PROVIDES EASY, POSITIVE DOOR | CLOSURE. THDURABLE STAINLESS STEEL BULLET LATCHES OFFER OPTIMUM LONGEVITY WITH INCREASED HEAT RESISTANCE. U-LOC PADLOCK ABLE PADDLE HANDLE WITH SLIP RESISTANT GRIP OFFERS EASY FINGERTIP OPERATION AND REDUCES DANGEROUS " CATCHES' FROM PASSING TRAFF | IC. LOCKING HANDLE IS SUPPLIED WITH TWO KEYS AND ACCEPTS A NO. 5 MASTER LOCK PADLOCK FOR ADDED SECURITY. HAZ-ALERT REFLECTIVE LABELING WITH HIGH VISIBILITY UNDER FIRE CONDITIONS OR POWER OUTAGES. STURDY GALVANIZED STEEL SPILL SLOPE SHELVES SAFELY DI |  | 8 | 7 | 7 | 0.2269 | CF | EA |  |  |  | 299 | 540 16 | US | 1 |  | 0 | STND | 30 | AF | IN | IN | IN | LN | WD | HT | P |  |  | O | O | O | O
GS-07F-238AA | JP-8945053 | JUSTRITE | FLAMMABLE SAFETY CABINET 45 GAL WHIT | JP-8945053 | FLAMMABLE SAFETY CABINET 45 GALLON WHITE MANUAL JUSTRITE | 65"H X43"WX18"D. MADE TO THE SAME EXACTING STANDARDS OF FLAMMABLE SAFETY CABINET, 45 GALLONS , THESE FLAMMABLE WASTE CABINET, 45 GALLONS ARE THE SOLUTION FOR TEMPORARY COLLECTION AND SEGREGATION OF WASTE LIQUIDS. LARGE WARNING LABEL ' FLAMMABLE W | ASTE - KEEP FIRE AWAY" CLEARLY IDENTIFIES CONTENTS. MEETS REGULATIONS & APPROVAL LISTINGS: FM, N, O. |  |  | 8 | 8 | 8 | 0.2963 | CF | EA |  |  |  | 299 | 540 16 | US | 1 |  | 0 | STND | 30 | AF | IN | IN | IN | LN | WD | HT | P |  |  | O | O | O | O
GS-07F-238AA | JP-894510 | JUSTRITE | COMBUSTIBLE PAINT AND INK SAFETY CABINET | JP-894510 | COMBUSTIBLE SAFETY CABINET 60 GALLON YELLOW MANUAL JUSTRITE | 65"H X43"WX18"D. 60 GAL PAINT AND INK CABINET FOR THE STORAGE OF COMBUSTIBLES, MANUAL CLOSE 2 DOOR WITH 5 ADJUSTABLE SHELVES. SEPARATE AND IDENTIFY CLASS III COMBUSTIBLES IN HIGH PERFORMANCE YELLOW PAINT AND INK SAFETY STORAGE CABINETS. MULTIPL | E ADJUSTABLE SHELVES ACCOMMODATE MANY SMALLER PAINT CANS, AEROSOLS, AND INKS FOUND IN PRINTING, PAINTING, FURNITURE AND AUTOMOTIVE OPERATIONS. FEATURES INCLUDE: DOUBLE WALL CONSTRUCTION WITH 1.5" INSULATING AIR SPACE FOR FIRE RESISTANCE, WELDED 18-GA | UGE STEEL FINISHED IN TOUGH, CHEMICAL RESISTANT BAKED-ON POWDER PAINT, EASY CLOSE, SELF-LATCHING DOORS FOR MAXIMUM FIRE PROTECTION, SPILL-CATCHER SHELVES CATCH INCIDENTAL DRIPS AND ADJUST ON 2.25" CENTERS, LEAK TIGHT 2" SUMP TO CONTAIN SPILLS, THREE |  | 20 | 20 | 10 | 2.3148 | CF | EA |  |  |  | 303 | 540 16 | US | 1 |  | 0 | STND | 30 | AF | IN | IN | IN | LN | WD | HT | P |  |  | O | O | O | O
GS-07F-238AA | JP-894511 | JUSTRITE | COMBUSTIBLE PAINT AND INK SAFETY CABINET | JP-894511 | COMBUSTIBLE SAFETY CABINET 60 GALLON RED SELF-CLOSING JUSTRITE | 65"H X43"WX18"D. 60 GAL PAINT AND INK CABINET FOR THE STORAGE OF COMBUSTIBLES, SELF-CLOSE 2 DOOR WITH 5 ADJUSTABLE SHELVES. SEPARATE AND IDENTIFY CLASS III COMBUSTIBLES IN HIGH PERFORMANCE RED PAINT AND INK SAFETY STORAGE CABINETS. MULTIPLE ADJ | USTABLE SHELVES ACCOMMODATE MANY SMALLER PAINT CANS, AEROSOLS, AND INKS FOUND IN PRINTING, PAINTING, FURNITURE AND AUTOMOTIVE OPERATIONS. FEATURES INCLUDE: DOUBLE WALL CONSTRUCTION WITH 1.5" INSULATING AIR SPACE FOR FIRE RESISTANCE, WELDED 18-GAUGE S | TEEL FINISHED IN TOUGH, CHEMICAL RESISTANT BAKED-ON POWDER PAINT, EASY CLOSE, SELF-LATCHING DOORS FOR MAXIMUM FIRE PROTECTION, SPILL-CATCHER SHELVES CATCH INCIDENTAL DRIPS AND ADJUST ON 2.25" CENTERS, LEAK TIGHT 2" SUMP TO CONTAIN SPILLS, THREE-POIN |  | 20 | 20 | 10 | 2.3148 | CF | EA |  |  |  | 303 | 540 16 | US | 1 |  | 0 | STND | 30 | AF | IN | IN | IN | LN | WD | HT | P |  |  | O | O | O | O
GS-07F-238AA | JP-894520 | JUSTRITE | FLAMMABLE SAFETY CABINET 45 GAL SELF | JP-894520 | FLAMMABLE SAFETY CABINET 45 GALLONS ELF-CLOSING JUSTRITE | 65"H X43"WX18"D, YELLOW. SELF-CLOSE MODEL MEETS THE UNIFORM FIRE CODE. THESE CABINET, 45 GALLONS SHUT AND LATCH AUTOMATICALLY WHEN FUSIBLE LINKS MELT AT 165 F (74 C) UNDER FIRE CONDITIONS. PATENTED, CONCEALED CLOSING MECHANISM IN SELF-CLOSE STY | LE MAXIMIZES AVAILABLE SHELF SPACE AND MINIMIZES RISK OF DAMAGE TO THE MECHANISM. SURE-GRIP EX IS DESIGNED TO MAKE THE WORKPLACE EX-TRA SAFE AND EX-TRA SECURE. FEATURES INCLUDE: BUILT-IN GROUNDING CONNECTOR PREVENTS STATIC BUILDUP. DOUBLE-WALL CONSTR | UCTION WITH 1 (38MM) INSULATING AIR SPACE. STURDY 18-GAUGE (1MM) STEEL, WELDED FOR STRENGTH, LONG LIFE AND GREATER FIRE PROTECTION. EXCLUSIVE U LOC HANDLE INCLUDES TWO KEYS AND ACCEPTS AN OPTIONAL PADLOCK FOR SECURITY FEATURES SUCH AS DIFFERENT KEYI |  | 15 | 12 | 15 | 1.5625 | CF | EA |  |  |  | 301 | 540 16 | US | 1 |  | 0 | STND | 30 | AF | IN | IN | IN | LN | WD | HT | P |  |  | O | O | O | O
GS-07F-238AA | JP-8945208 | JUSTRITE | FLAMMABLE CABINET VALUE PACK 45 GAL SEL | JP-8945208 | FLAMMABLE CABINET VALUE PACK 45 GALLONS ELF-CLOSING, 9 SAFETY CANS JUSTRITE | 65"H X43"W X18"D, YELLOW SAFETY STORAGE CABINET, 45 GAL VALUE PACKAGE COMPLETE WITH NINE 5-GAL SAFETY STORAGE CANS FOR A TOTAL 30 GAL CAPACITY. YELLOW FLAMMABLES CABINET, 45 GALS COME WITH A NEW U-LOC PADLOCK ABLE PADDLE HANDLE | T LABELING AND SPILL SLOPE SHELVES. THIS SET INCLUDES ONE SELF-CLOSE FLAMMABLE CABINET, 45 GALLON AND SIX TYPE I SAFETY STORAGE CANS, 5 GALLONS EACH, FOR AN UNBEATABLE VALUE. CABINET, 45 GALLONS ARE STURDILY CONSTRUCTED OF ALL-WELDED, 18-GAUGE | DOUBLE-WALLED STEEL WITH 1.5" (38MM) OF INSULATING AIR SPACE FOR FIRE RESISTANCE. FAIL-SAFE, 3-POINT SELF-LATCHING SYSTEM PROVIDES EASY, POSITIVE DOOR CLOSURE. |  | 6 | 6 | 17 | 0.3542 | CF | EA |  |  |  | 366 | 540 16 | US | 1 |  | 0 | STND | 30 | AF | IN | IN | IN | LN | WD | HT | P |  |  | O | O | O | O
GS-07F-238AA | JP-894521 | JUSTRITE | FLAMMABLE SAFETY CABINET 45 GAL RED | JP-894521 | FLAMMABLE SAFETY CABINET 45 GALLON RED SELF-CLOSING JUSTRITE | 65"H X43"WX18"D. CABINET, 45 GALLONS ARE STURDILY CONSTRUCTED OF ALL-WELDED, 18-GAUGE (1MM), DOUBLE-WALLED STEEL WITH 1.5" (38MM) OF INSULATING AIR SPACE FOR FIRE RESISTANCE. FAIL-SAFE, 3-POINT SELF-LATCHING SYSTEM PROVIDES EASY, POSITIVE DOOR | CLOSURE. THDURABLE STAINLESS STEEL BULLET LATCHES OFFER OPTIMUM LONGEVITY WITH INCREASED HEAT RESISTANCE. U-LOC PADLOCK ABLE PADDLE HANDLE WITH SLIP RESISTANT GRIP OFFERS EASY FINGERTIP OPERATION AND REDUCES DANGEROUS " CATCHES' FROM PASSING TRAFF | IC. LOCKING HANDLE IS SUPPLIED WITH TWO KEYS AND ACCEPTS A NO. 5 MASTER LOCK PADLOCK FOR ADDED SECURITY. HAZ-ALERT REFLECTIVE LABELING WITH HIGH VISIBILITY UNDER FIRE CONDITIONS OR POWER OUTAGES. STURDY GALVANIZED STEEL SPILL SLOPE SHELVES SAFELY DI |  | 6 | 6 | 17 | 0.3542 | CF | EA |  |  |  | 301 | 540 16 | US | 1 |  | 0 | STND | 30 | AF | IN | IN | IN | LN | WD | HT | P |  |  | O | O | O | O
GS-07F-238AA | JP-894522 | JUSTRITE | ACID SAFETY CABINET 45 GAL BLUE SELF | JP-894522 | ACID SAFETY CABINET 45 GALLON BLUE SELF-CLOSING JUSTRITE | JUSTRITE STEEL CABINET, 45 GAL FEATURE A U-LOC PADLOCK ABLE PADDLE HANDLE WITH SLIP RESISTANT GRIP WHICH REDUCES DANGEROUS " CATCHES' FROM PASSING TRAFFIC, AND A LOCKING HANDLE SUPPLIED WITH TWO KEYS (ACCEPTS A NO. 5 MASTER LOCK PADLOCK | HAZ-ALERT REFLECTIVE LABELING WITH HIGH VISIBILITY UNDER FIRE CONDITIONS OR POWER OUTAGES, STURDY GALVANIZED STEEL SPILL SLOPE SHELVES, LEAK PROOF SUMP. SHELVES MEET ANSI MH28.1 2" (51MM) LEAK TIGHT | LEAK-PROOF SUMP, DUAL VENTS WITH FLAME ARRESTORS, 4 ADJUSTABLE LEVELING FEET, GROUNDING CONNECTOR, AND HAZARD WARNING IN THREE LANGUAGES. TO RESIST AGGRESSIVE CHEMICALS, ACID CABINETS INCLUDE POLYETHYLENE TRAYS ATTACHED TO GALVANIZED STEEL SHELVES |  | 12 | 12 | 12 | 1 | CF | EA |  |  |  | 303 | 540 16 | US | 1 |  | 0 | STND | 30 | AF | IN | IN | IN | LN | WD | HT | P |  |  | O | O | O | O
GS-07F-238AA | JP-894523 | JUSTRITE | FLAMMABLE SAFETY CABINET 45 GAL GRAY | JP-894523 | FLAMMABLE SAFETY CABINET 45 GALLON GRAY SELF-CLOSING JUSTRITE | 65"H X43"WX18"D. CABINET, 45 GALLONS ARE STURDILY CONSTRUCTED OF ALL-WELDED, 18-GAUGE (1MM), DOUBLE-WALLED STEEL WITH 1.5" (38MM) OF INSULATING AIR SPACE FOR FIRE RESISTANCE. FAIL-SAFE, 3-POINT SELF-LATCHING SYSTEM PROVIDES EASY, POSITIVE DOOR | CLOSURE. THDURABLE STAINLESS STEEL BULLET LATCHES OFFER OPTIMUM LONGEVITY WITH INCREASED HEAT RESISTANCE. U-LOC PADLOCK ABLE PADDLE HANDLE WITH SLIP RESISTANT GRIP OFFERS EASY FINGERTIP OPERATION AND REDUCES DANGEROUS " CATCHES' FROM PASSING TRAFF | IC. LOCKING HANDLE IS SUPPLIED WITH TWO KEYS AND ACCEPTS A NO. 5 MASTER LOCK PADLOCK FOR ADDED SECURITY. HAZ-ALERT REFLECTIVE LABELING WITH HIGH VISIBILITY UNDER FIRE CONDITIONS OR POWER OUTAGES. STURDY GALVANIZED STEEL SPILL SLOPE SHELVES SAFELY DI |  | 3 | 24 | 48 | 2 | CF | EA |  |  |  | 301 | 540 16 | US | 1 |  | 0 | STND | 30 | AF | IN | IN | IN | LN | WD | HT | P |  |  | O | O | O | O
GS-07F-238AA | JP-894524 | JUSTRITE | PESTICIDE STORAGE CABINET 45 GAL GRE | JP-894524 | PESTICIDE STORAGE CABINET 45 GALLON GREEN SELF-CLOSING JUSTRITE | CABINET, 45 GALLONS ARE STURDILY CONSTRUCTED OF ALL-WELDED, 18-GAUGE (1MM), DOUBLE-WALLED STEEL WITH 1.5" (38MM) OF INSULATING AIR SPACE FOR FIRE RESISTANCE. FAIL-SAFE, 3-POINT SELF-LATCHING SYSTEM PROVIDES EASY, POSITIVE DOOR CLOSURE. | STAINLESS STEEL BULLET LATCHES OFFER OPTIMUM LONGEVITY WITH INCREASED HEAT RESISTANCE. U-LOC PADLOCK ABLE PADDLE HANDLE WITH SLIP RESISTANT GRIP OFFERS EASY FINGERTIP OPERATION AND REDUCES DANGEROUS " CATCHES' FROM PASSING TRAFFIC. | UPPLIED WITH TWO KEYS AND ACCEPTS A NO. 5 MASTER LOCK PADLOCK FOR ADDED SECURITY. HAZ-ALERT REFLECTIVE LABELING WITH HIGH VISIBILITY UNDER FIRE CONDITIONS OR POWER OUTAGES. STURDY GALVANIZED STEEL SPILL SLOPE SHELVES SAFELY DIRECT INCIDENTAL SPILLS |  | 6 | 25 | 25 | 2.1701 | CF | EA |  |  |  | 301 | 540 16 | US | 1 |  | 0 | STND | 30 | AF | IN | IN | IN | LN | WD | HT | P |  |  | O | O | O | O
GS-07F-238AA | JP-894525 | JUSTRITE | FLAMMABLE SAFETY CABINET 45 GAL WHIT | JP-894525 | FLAMMABLE SAFETY CABINET 45 GALLON WHITE SELF-CLOSING JUSTRITE | 65"H X43"WX18"D. CABINET, 45 GALLONS ARE STURDILY CONSTRUCTED OF ALL-WELDED, 18-GAUGE (1MM), DOUBLE-WALLED STEEL WITH 1.5" (38MM) OF INSULATING AIR SPACE FOR FIRE RESISTANCE. FAIL-SAFE, 3-POINT SELF-LATCHING SYSTEM PROVIDES EASY, POSITIVE DOOR | CLOSURE. THDURABLE STAINLESS STEEL BULLET LATCHES OFFER OPTIMUM LONGEVITY WITH INCREASED HEAT RESISTANCE. U-LOC PADLOCK ABLE PADDLE HANDLE WITH SLIP RESISTANT GRIP OFFERS EASY FINGERTIP OPERATION AND REDUCES DANGEROUS " CATCHES' FROM PASSING TRAFF | IC. LOCKING HANDLE IS SUPPLIED WITH TWO KEYS AND ACCEPTS A NO. 5 MASTER LOCK PADLOCK FOR ADDED SECURITY. HAZ-ALERT REFLECTIVE LABELING WITH HIGH VISIBILITY UNDER FIRE CONDITIONS OR POWER OUTAGES. STURDY GALVANIZED STEEL SPILL SLOPE SHELVES SAFELY DI |  | 6 | 27 | 27 | 2.5313 | CF | EA |  |  |  | 301 | 540 16 | US | 1 |  | 0 | STND | 30 | AF | IN | IN | IN | LN | WD | HT | P |  |  | O | O | O | O
GS-07F-238AA | JP-8945253 | JUSTRITE | FLAMMABLE SAFETY CABINET 45 GAL WHIT | JP-8945253 | FLAMMABLE SAFETY CABINET 45 GALLON WHITE SELF-CLOSING JUSTRITE | 65"H X43"WX18"D. MADE TO THE SAME EXACTING STANDARDS OF FLAMMABLE SAFETY CABINET, 45 GALLONS , THESE FLAMMABLE WASTE CABINET, 45 GALLONS ARE THE SOLUTION FOR TEMPORARY COLLECTION AND SEGREGATION OF WASTE LIQUIDS. LARGE WARNING LABEL ' FLAMMABLE W | ASTE - KEEP FIRE AWAY" CLEARLY IDENTIFIES CONTENTS. MEETS REGULATIONS & APPROVAL LISTINGS: FM, N, O, U. |  |  | 18 | 49 | 25 | 12.7604 | CF | EA |  |  |  | 301 | 566 2 | US | 1 |  | 0 | STND | 30 | AF | IN | IN | IN | LN | WD | HT | P |  |  | O | O | O | O
GS-07F-238AA | JP-894530 | JUSTRITE | COMBUSTIBLE PAINT AND INK SAFETY CABINET | JP-894530 | COMBUSTIBLE SAFETY CABINET 60 GALLON YELLOW SELF-CLOSING JUSTRITE | 65"H X43"WX18"D. 60 GAL PAINT AND INK CABINET FOR THE STORAGE OF COMBUSTIBLES, SELF-CLOSE 2 DOOR WITH 5 ADJUSTABLE SHELVES. SEPARATE AND IDENTIFY CLASS III COMBUSTIBLES IN HIGH PERFORMANCE YELLOW PAINT AND INK SAFETY STORAGE CABINETS. MULTIPLE | ADJUSTABLE SHELVES ACCOMMODATE MANY SMALLER PAINT CANS, AEROSOLS, AND INKS FOUND IN PRINTING, PAINTING, FURNITURE AND AUTOMOTIVE OPERATIONS. FEATURES INCLUDE: DOUBLE WALL CONSTRUCTION WITH 1.5" INSULATING AIR SPACE FOR FIRE RESISTANCE, WELDED 18-GAUG | E STEEL FINISHED IN TOUGH, CHEMICAL RESISTANT BAKED-ON POWDER PAINT, EASY CLOSE, SELF-LATCHING DOORS FOR MAXIMUM FIRE PROTECTION, SPILL-CATCHER SHELVES CATCH INCIDENTAL DRIPS AND ADJUST ON 2.25" CENTERS, LEAK TIGHT 2" SUMP TO CONTAIN SPILLS, THREE-P |  | 18 | 49 | 25 | 12.7604 | CF | EA |  |  |  | 305 | 566 2 | US | 1 |  | 0 | STND | 30 | AF | IN | IN | IN | LN | WD | HT | P |  |  | O | O | O | O
GS-07F-238AA | JP-894531 | JUSTRITE | COMBUSTIBLE PAINT AND INK SAFETY CABINET | JP-894531 | COMBUSTIBLE SAFETY CABINET 60 GALLON RED MANUAL JUSTRITE | 65"H X43"WX18"D. 60 GAL PAINT AND INK CABINET FOR THE STORAGE OF COMBUSTIBLES, MANUAL CLOSE 2 DOOR WITH 5 ADJUSTABLE SHELVES. SEPARATE AND IDENTIFY CLASS III COMBUSTIBLES IN HIGH PERFORMANCE RED PAINT AND INK SAFETY STORAGE CABINETS. MULTIPLE A | DJUSTABLE SHELVES ACCOMMODATE MANY SMALLER PAINT CANS, AEROSOLS, AND INKS FOUND IN PRINTING, PAINTING, FURNITURE AND AUTOMOTIVE OPERATIONS. FEATURES INCLUDE: DOUBLE WALL CONSTRUCTION WITH 1.5" INSULATING AIR SPACE FOR FIRE RESISTANCE, WELDED 18-GAUGE | STEEL FINISHED IN TOUGH, CHEMICAL RESISTANT BAKED-ON POWDER PAINT, EASY CLOSE, SELF-LATCHING DOORS FOR MAXIMUM FIRE PROTECTION, SPILL-CATCHER SHELVES CATCH INCIDENTAL DRIPS AND ADJUST ON 2.25" CENTERS, LEAK TIGHT 2" SUMP TO CONTAIN SPILLS, THREE-POI |  | 12 | 73 | 25 | 12.6736 | CF | EA |  |  |  | 305 | 566 2 | US | 1 |  | 0 | STND | 30 | AF | IN | IN | IN | LN | WD | HT | P |  |  | O | O | O | O
GS-07F-238AA | JP-894580 | JUSTRITE | FLAMMABLE SAFETY CABINET 45 GAL SELF | JP-894580 | FLAMMABLE SAFETY CABINET 45 GALLONS ELF-CLOSING SLIDING DOOR JUSTRITE | 65"H X43"WX18"D, YELLOW. SELF-CLOSE MODEL MEETS THE UNIFORM FIRE CODE. THESE CABINET, 45 GALLONS SHUT AND LATCH AUTOMATICALLY WHEN FUSIBLE LINKS MELT AT 165 F (74 C) UNDER FIRE CONDITIONS. PATENTED, CONCEALED CLOSING MECHANISM IN SELF-CLOSE STY | LE MAXIMIZES AVAILABLE SHELF SPACE AND MINIMIZES RISK OF DAMAGE TO THE MECHANISM. SURE-GRIP EX IS DESIGNED TO MAKE THE WORKPLACE EX-TRA SAFE AND EX-TRA SECURE. FEATURES INCLUDE: BUILT-IN GROUNDING CONNECTOR PREVENTS STATIC BUILDUP. DOUBLE-WALL CONSTR | UCTION WITH 1 (38MM) INSULATING AIR SPACE. STURDY 18-GAUGE (1MM) STEEL, WELDED FOR STRENGTH, LONG LIFE AND GREATER FIRE PROTECTION. EXCLUSIVE U LOC HANDLE INCLUDES TWO KEYS AND ACCEPTS AN OPTIONAL PADLOCK FOR SECURITY FEATURES SUCH AS DIFFERENT KEYI |  | 12 | 73 | 25 | 12.6736 | CF | EA |  |  |  | 301 | 566 2 | US | 1 |  | 0 | STND | 30 | AF | IN | IN | IN | LN | WD | HT | P |  |  | O | O | O | O
GS-07F-238AA | JP-894581 | JUSTRITE | COMBUSTIBLE PAINT AND INK SAFETY CABINET | JP-894581 | COMBUSTIBLE SAFETY CABINET 45 GALLON RED SELF-CLOSING SLIDING DOOR JUSTRITE | 65"H X43"WX18"D. CABINET, 45 GALLONS ARE STURDILY CONSTRUCTED OF ALL-WELDED, 18-GAUGE (1MM), DOUBLE-WALLED STEEL WITH 1.5" (38MM) OF INSULATING AIR SPACE FOR FIRE RESISTANCE. FAIL-SAFE, 3-POINT SELF-LATCHING SYSTEM PROVIDES EASY, POSITIVE DOOR | CLOSURE. THDURABLE STAINLESS STEEL BULLET LATCHES OFFER OPTIMUM LONGEVITY WITH INCREASED HEAT RESISTANCE. U-LOC PADLOCK ABLE PADDLE HANDLE WITH SLIP RESISTANT GRIP OFFERS EASY FINGERTIP OPERATION AND REDUCES DANGEROUS " CATCHES' FROM PASSING TRAFF | IC. LOCKING HANDLE IS SUPPLIED WITH TWO KEYS AND ACCEPTS A NO. 5 MASTER LOCK PADLOCK FOR ADDED SECURITY. HAZ-ALERT REFLECTIVE LABELING WITH HIGH VISIBILITY UNDER FIRE CONDITIONS OR POWER OUTAGES. STURDY GALVANIZED STEEL SPILL SLOPE SHELVES SAFELY DI |  | 9 | 97 | 25 | 12.6302 | CF | EA |  |  |  | 301 | 566 2 | US | 1 |  | 0 | STND | 30 | AF | IN | IN | IN | LN | WD | HT | P |  |  | O | O | O | O
GS-07F-238AA | JP-894582 | JUSTRITE | ACID SAFETY CABINET 45 GAL BLUE SELF | JP-894582 | ACID SAFETY CABINET 45 GALLON BLUE SELF-CLOSING JUSTRITE 1 SLIDING DOOR | JUSTRITE STEEL CABINET, 45 GAL FEATURE A U-LOC PADLOCK ABLE PADDLE HANDLE WITH SLIP RESISTANT GRIP WHICH REDUCES DANGEROUS " CATCHES' FROM PASSING TRAFFIC, AND A LOCKING HANDLE SUPPLIED WITH TWO KEYS (ACCEPTS A NO. 5 MASTER LOCK PADLOCK | HAZ-ALERT REFLECTIVE LABELING WITH HIGH VISIBILITY UNDER FIRE CONDITIONS OR POWER OUTAGES, STURDY GALVANIZED STEEL SPILL SLOPE SHELVES, LEAK PROOF SUMP. SHELVES MEET ANSI MH28.1 2" (51MM) LEAK TIGHT | LEAK-PROOF SUMP, DUAL VENTS WITH FLAME ARRESTORS, 4 ADJUSTABLE LEVELING FEET, GROUNDING CONNECTOR, AND HAZARD WARNING IN THREE LANGUAGES. TO RESIST AGGRESSIVE CHEMICALS, ACID CABINETS INCLUDE POLYETHYLENE TRAYS ATTACHED TO GALVANIZED STEEL SHELVES |  | 9 | 97 | 25 | 12.6302 | CF | EA |  |  |  | 301 | 566 2 | US | 1 |  | 0 | STND | 30 | AF | IN | IN | IN | LN | WD | HT | P |  |  | O | O | O | O
GS-07F-238AA | JP-8945822 | JUSTRITE | ACID CABINET 45 GAL, CHEMCOR LIN | JP-8945822 | ACID CABINET 45 GALLON , CHEMCOR LINER BLUE SELF-CLOSING JUSTRITE | 65"H X44"WX18"D. SELF-CLOSE BLUE ACID CABINET, 45 GALLON WITH CHEMCOR LINER WITH 2 DOORS AND 2 ADJUSTABLE SHELVES. JUSTRITE'S CHEMCOR SAFETY STORAGE CABINET, 45 GALLONS ARE LINED WITH A UNIQUE, THERMOPLASTIC LINER AND OFFER SUPERIOR CORROSION P | ROTECTION COMBINED WITH THE FIRE PROTECTION AND DURABILITY OF OTHER JUSTRITE CABINET, 45 GALLONS. 100% SEAMLESS LINER ON ALL INTERIOR WALLS, CEILING, SUMP, INSIDE DOORS AND SHELVES PROTECTS EXPOSED CABINET, 45 GALLONS URFACES FROM RUST AND CORROSION. | SEAM-FREE SURFACE ELIMINATES THE NEED FOR RIVETS OR FASTENERS WHICH RISK CORROSION FROM SEEP-THROUGH CHEMICALS. NON-POROUS SURFACE RESISTS STAINING AN CLEANS UP EASILY. ALL MODELS INCLUDE DOUBLE-WALL 18 GAUGE (1MM) WELDED CONSTRUCTION, 2" LIQUID-TIG |  | 11 | 49 | 49 | 15.2841 | CF | EA |  |  |  | 301 | 566 2 | US | 1 |  | 0 | STND | 30 | AF | IN | IN | IN | LN | WD | HT | P |  |  | O | O | O | O
GS-07F-238AA | JP-895400 | JUSTRITE | FLAMMABLE CABINET 45 GAL DEEP SLIMLI | JP-895400 | FLAMMABLE CABINET 45 GALLON DEEP SLIMLINE 54 GALLON MANUAL JUSTRITE | 65"H X23.25"WX34"D, YELLOW. SAFETY FEATURES INCLUDE STURDY, 18-GAUGE WELDED STEEL WITH DOUBLE-WALL CONSTRUCTION AND 1.5" THERMAL INSULATING AIR SPACE, SELF-LATCHING DOOR FOR SECURE CLOSURE AND MAXIMUM PROTECTION UNDER FIRE CONDITIONS, 2"LEAK P | ROOF SUMP TO PROTECT AGAINST HAZARDOUS SPILLS, AND A GROUNDING CONNECTOR TO PROTECT AGAINST STATIC BUILD-UP. FINISHED IN A CHEMICAL RESISTANT POWDERCOAT PAINT, THIS 54 GALLON CAPACITY UNIT COMBINES DURABILITY AND SAFETY INTO A SPACE-SAVING DESIGN. ID | EAL FOR EXPANDING STORAGE ALONGSIDE EXISTING 60 OR 90 GALLON , 34"DEEP CABINET, 45 GALLONS. OTHER EXTRAS INCLUDE FOUR ADJUSTABLE LEVELING FEET, A CONTINUOUS PIANO HINGE FOR SMOOTH DOOR OPERATION, AND A LARGE, TRILINGUAL WARNING LABEL IDENTIFYING CON |  | 11 | 49 | 49 | 15.2841 | CF | EA |  |  |  | 298 | 566 2 | US | 1 |  | 0 | STND | 30 | AF | IN | IN | IN | LN | WD | HT | P |  |  | O | O | O | O
GS-07F-238AA | JP-895401 | JUSTRITE | FLAMMABLE CABINET 54 GAL DEEP SLIMLI | JP-895401 | FLAMMABLE CABINET 54 GALLON DEEP SLIMLINE RED MANUAL JUSTRITE | 65"H X23.25"WX34"D. SAFETY FEATURES INCLUDE STURDY, 18-GAUGE WELDED STEEL WITH DOUBLE-WALL CONSTRUCTION AND 1.5" THERMAL INSULATING AIR SPACE, SELF-LATCHING DOOR FOR SECURE CLOSURE AND MAXIMUM PROTECTION UNDER FIRE CONDITIONS, 2"LEAK PROOF SUM | P TO PROTECT AGAINST HAZARDOUS SPILLS, AND A GROUNDING CONNECTOR TO PROTECT AGAINST STATIC BUILD-UP. FINISHED IN A CHEMICAL RESISTANT POWDERCOAT PAINT, THIS 54 GALLON CAPACITY UNIT COMBINES DURABILITY AND SAFETY INTO A SPACE-SAVING DESIGN. IDEAL FOR | EXPANDING STORAGE ALONGSIDE EXISTING 60 OR 90 GALLON , 34"DEEP CABINETS. OTHER EXTRAS INCLUDE FOUR ADJUSTABLE LEVELING FEET, A CONTINUOUS PIANO HINGE FOR SMOOTH DOOR OPERATION, AND A LARGE, TRILINGUAL WARNING LABEL IDENTIFYING CONTENTS. THIRD-PARTY |  | 7 | 48 | 33 | 6.4167 | CF | EA |  |  |  | 298 | 540 16 | US | 1 |  | 0 | STND | 30 | AF | IN | IN | IN | LN | WD | HT | P |  |  | O | O | O | O
GS-07F-238AA | JP-895402 | JUSTRITE | FLAMMABLE CABINET 54 GAL DEEP SLIMLI | JP-895402 | FLAMMABLE CABINET 54 GALLON DEEP SLIMLINE BLUE MANUAL JUSTRITE | 65"X23.25"X34"D. SEPARATE FLAMMABLES WITH OPTIONAL COLORED SAFETY CABINETS. THIS BLUE DEEP SLIMLINE HAS A NUMBER OF SAFETY FEATURES: STURDY, 18-GAUGE WELDED STEEL WITH DOUBLE-WALL CONSTRUCTION AND 1.5" THERMAL INSULATING AIR SPACE, SELF-LATCHING | DOOR FOR SECURE CLOSURE AND MAXIMUM PROTECTION UNDER FIRE CONDITIONS, 2"LEAK PROOF SUMP TO PROTECT AGAINST HAZARDOUS SPILLS, AND A GROUNDING CONNECTOR TO PROTECT AGAINST STATIC BUILD-UP. FINISHED IN A CHEMICAL RESISTANT POWDERCOAT PAINT, THIS 54 GAL | LON CAPACITY UNIT COMBINES DURABILITY AND SAFETY INTO A SPACE-SAVING DESIGN. IDEAL FOR EXPANDING STORAGE ALONGSIDE EXISTING 60 OR 90 GALLON , 34"DEEP CABINETS. OTHER EXTRAS INCLUDE FOUR ADJUSTABLE LEVELING FEET, A CONTINUOUS PIANO HINGE FOR SMOOTH D |  | 6 | 25 | 25 | 2.1701 | CF | EA |  |  |  | 300 | 540 16 | US | 1 |  | 0 | STND | 30 | AF | IN | IN | IN | LN | WD | HT | P |  |  | O | O | O | O
GS-07F-238AA | JP-895403 | JUSTRITE | FLAMMABLE CABINET 54 GAL DEEP SLIMLI | JP-895403 | FLAMMABLE CABINET 54 GALLON DEEP SLIMLINE GRAY MANUAL JUSTRITE | 65"H X23.25"WX34"D. SAFETY FEATURES INCLUDE STURDY, 18-GAUGE WELDED STEEL WITH DOUBLE-WALL CONSTRUCTION AND 1.5" THERMAL INSULATING AIR SPACE, SELF-LATCHING DOOR FOR SECURE CLOSURE AND MAXIMUM PROTECTION UNDER FIRE CONDITIONS, 2"LEAK PROOF SUM | P TO PROTECT AGAINST HAZARDOUS SPILLS, AND A GROUNDING CONNECTOR TO PROTECT AGAINST STATIC BUILD-UP. FINISHED IN A CHEMICAL RESISTANT POWDERCOAT PAINT, THIS 54 GALLON CAPACITY UNIT COMBINES DURABILITY AND SAFETY INTO A SPACE-SAVING DESIGN. IDEAL FOR | EXPANDING STORAGE ALONGSIDE EXISTING 60 OR 90 GALLON , 34"DEEP CABINETS. OTHER EXTRAS INCLUDE FOUR ADJUSTABLE LEVELING FEET, A CONTINUOUS PIANO HINGE FOR SMOOTH DOOR OPERATION, AND A LARGE, TRILINGUAL WARNING LABEL IDENTIFYING CONTENTS. THIRD-PARTY |  | 6 | 49 | 25 | 4.2535 | CF | EA |  |  |  | 298 | 540 16 | US | 1 |  | 0 | STND | 30 | AF | IN | IN | IN | LN | WD | HT | P |  |  | O | O | O | O
GS-07F-238AA | JP-895405 | JUSTRITE | FLAMMABLE CABINET 54 GAL DEEP SLIMLI | JP-895405 | FLAMMABLE CABINET 54 GALLON DEEP SLIMLINE WHITE MANUAL JUSTRITE | 65"H X23.25"WX34"D. SAFETY FEATURES INCLUDE STURDY, 18-GAUGE WELDED STEEL WITH DOUBLE-WALL CONSTRUCTION AND 1.5" THERMAL INSULATING AIR SPACE, SELF-LATCHING DOOR FOR SECURE CLOSURE AND MAXIMUM PROTECTION UNDER FIRE CONDITIONS, 2"LEAK PROOF SUM | P TO PROTECT AGAINST HAZARDOUS SPILLS, AND A GROUNDING CONNECTOR TO PROTECT AGAINST STATIC BUILD-UP. FINISHED IN A CHEMICAL RESISTANT POWDERCOAT PAINT, THIS 54 GALLON CAPACITY UNIT COMBINES DURABILITY AND SAFETY INTO A SPACE-SAVING DESIGN. IDEAL FOR | EXPANDING STORAGE ALONGSIDE EXISTING 60 OR 90 GALLON , 34"DEEP CABINETS. OTHER EXTRAS INCLUDE FOUR ADJUSTABLE LEVELING FEET, A CONTINUOUS PIANO HINGE FOR SMOOTH DOOR OPERATION, AND A LARGE, TRILINGUAL WARNING LABEL IDENTIFYING CONTENTS. THIRD-PARTY |  | 6 | 49 | 49 | 8.3368 | CF | EA |  |  |  | 298 | 540 16 | US | 1 |  | 0 | STND | 30 | AF | IN | IN | IN | LN | WD | HT | P |  |  | O | O | O | O
GS-07F-238AA | JP-895420 | JUSTRITE | FLAMMABLE CABINET 54 GAL DEEP SLIMLI | JP-895420 | FLAMMABLE CABINET 54 GALLON DEEP SLIMLINE SELF-CLOSING JUSTRITE | 65"H X23.25"WX34"D, YELLOW. SAFETY FEATURES INCLUDE STURDY, 18-GAUGE WELDED STEEL WITH DOUBLE-WALL CONSTRUCTION AND 1.5" THERMAL INSULATING AIR SPACE, SELF-LATCHING DOOR FOR SECURE CLOSURE AND MAXIMUM PROTECTION UNDER FIRE CONDITIONS, 2"LEAK P | ROOF SUMP TO PROTECT AGAINST HAZARDOUS SPILLS, AND A GROUNDING CONNECTOR TO PROTECT AGAINST STATIC BUILD-UP. SELF-CLOSE STYLE HAS A FUSIBLE LINK THAT HOLDS DOOR OPEN AND MELTS AT 165F FOR AUTOMATIC CLOSURE. FINISHED IN A CHEMICAL RESISTANT POWDERCOAT | PAINT, THIS 54 GALLON CAPACITY UNIT COMBINES DURABILITY AND SAFETY INTO A SPACE-SAVING DESIGN. IDEAL FOR EXPANDING STORAGE ALONGSIDE EXISTING 60 OR 90 GALLON , 34"DEEP CABINETS. OTHER EXTRAS INCLUDE FOUR ADJUSTABLE LEVELING FEET, A CONTINUOUS PIANO |  | 6 | 73 | 49 | 12.4201 | CF | EA |  |  |  | 300 | 540 16 | US | 1 |  | 0 | STND | 30 | AF | IN | IN | IN | LN | WD | HT | P |  |  | O | O | O | O
GS-07F-238AA | JP-895421 | JUSTRITE | FLAMMABLE CABINET 54 GAL DEEP SLIMLI | JP-895421 | FLAMMABLE CABINET 54 GALLON DEEP SLIMLINE RED SELF-CLOSING JUSTRITE | 65"H X23.25"WX34"D. SAFETY FEATURES INCLUDE STURDY, 18-GAUGE WELDED STEEL WITH DOUBLE-WALL CONSTRUCTION AND 1.5" THERMAL INSULATING AIR SPACE, SELF-LATCHING DOOR FOR SECURE CLOSURE AND MAXIMUM PROTECTION UNDER FIRE CONDITIONS, 2"LEAK PROOF SUM | P TO PROTECT AGAINST HAZARDOUS SPILLS, AND A GROUNDING CONNECTOR TO PROTECT AGAINST STATIC BUILD-UP. FINISHED IN A CHEMICAL RESISTANT POWDERCOAT PAINT, THIS 54 GALLON CAPACITY UNIT COMBINES DURABILITY AND SAFETY INTO A SPACE-SAVING DESIGN. IDEAL FOR | EXPANDING STORAGE ALONGSIDE EXISTING 60 OR 90 GALLON , 34"DEEP CABINETS. OTHER EXTRAS INCLUDE FOUR ADJUSTABLE LEVELING FEET, A CONTINUOUS PIANO HINGE FOR SMOOTH DOOR OPERATION, AND A LARGE, TRILINGUAL WARNING LABEL IDENTIFYING CONTENTS. THIRD-PARTY |  | 6 | 97 | 49 | 16.5035 | CF | EA |  |  |  | 300 | 540 16 | US | 1 |  | 0 | STND | 30 | AF | IN | IN | IN | LN | WD | HT | P |  |  | O | O | O | O
GS-07F-238AA | JP-895422 | JUSTRITE | FLAMMABLE CABINET 54 GAL DEEP SLIMLI | JP-895422 | FLAMMABLE CABINET 54 GALLON DEEP SLIMLINE BLUE SELF-CLOSING JUSTRITE | 65"X23.25"X34"D. SAFETY FEATURES INCLUDE STURDY, 18-GAUGE WELDED STEEL WITH DOUBLE-WALL CONSTRUCTION AND 1.5" THERMAL INSULATING AIR SPACE, SELF-LATCHING DOOR FOR SECURE CLOSURE AND MAXIMUM PROTECTION UNDER FIRE CONDITIONS, 2"LEAK PROOF SUMP TO | PROTECT AGAINST HAZARDOUS SPILLS, AND A GROUNDING CONNECTOR TO PROTECT AGAINST STATIC BUILD-UP. SELF-CLOSE STYLE HAS A FUSIBLE LINK THAT HOLDS DOOR OPEN AND MELTS AT 165F FOR AUTOMATIC CLOSURE. FINISHED IN A CHEMICAL RESISTANT POWDERCOAT PAINT, THIS | 54 GALLON CAPACITY UNIT COMBINES DURABILITY AND SAFETY INTO A SPACE-SAVING DESIGN. IDEAL FOR EXPANDING STORAGE ALONGSIDE EXISTING 60 OR 90 GALLON , 34"DEEP CABINETS. OTHER EXTRAS INCLUDE FOUR ADJUSTABLE LEVELING FEET, A CONTINUOUS PIANO HINGE FOR SM |  | 71 | 31 | 26 | 33.1169 | CF | EA |  |  |  | 302 | 540 16 | US | 1 |  | 0 | STND | 30 | AF | IN | IN | IN | LN | WD | HT | P |  |  | O | O | O | O
GS-07F-238AA | JP-895423 | JUSTRITE | FLAMMABLE CABINET 54 GAL DEEP SLIMLI | JP-895423 | FLAMMABLE CABINET 54 GALLON DEEP SLIMLINE GRAY SELF-CLOSING JUSTRITE | 65"H X23.25"WX34"D. SAFETY FEATURES INCLUDE STURDY, 18-GAUGE WELDED STEEL WITH DOUBLE-WALL CONSTRUCTION AND 1.5" THERMAL INSULATING AIR SPACE, SELF-LATCHING DOOR FOR SECURE CLOSURE AND MAXIMUM PROTECTION UNDER FIRE CONDITIONS, 2"LEAK PROOF SUM | P TO PROTECT AGAINST HAZARDOUS SPILLS, AND A GROUNDING CONNECTOR TO PROTECT AGAINST STATIC BUILD-UP. THIS SELF-CLOSE STYLE HAS A FUSIBLE LINK THAT HOLDS DOOR OPEN AND MELTS AT 165F FOR AUTOMATIC CLOSURE. FINISHED IN A CHEMICAL RESISTANT POWDERCOAT PA | INT, THIS 54 GALLON CAPACITY UNIT COMBINES DURABILITY AND SAFETY INTO A SPACE-SAVING DESIGN. IDEAL FOR EXPANDING STORAGE ALONGSIDE EXISTING 60 OR 90 GALLON , 34"DEEP CABINETS. OTHER EXTRAS INCLUDE FOUR ADJUSTABLE LEVELING FEET, A CONTINUOUS PIANO HI |  | 23 | 48 | 53 | 33.8611 | CF | EA |  |  |  | 300 | 566 2 | US | 1 |  | 0 | STND | 30 | AF | IN | IN | IN | LN | WD | HT | P |  |  | O | O | O | O
GS-07F-238AA | JP-895425 | JUSTRITE | FLAMMABLE CABINET 54 GAL DEEP SLIMLI | JP-895425 | FLAMMABLE CABINET 54 GALLON DEEP SLIMLINE WHITE SELF-CLOSING JUSTRITE | 65"H X23.25"WX34"D. SAFETY FEATURES INCLUDE STURDY, 18-GAUGE WELDED STEEL WITH DOUBLE-WALL CONSTRUCTION AND 1.5" THERMAL INSULATING AIR SPACE, SELF-LATCHING DOOR FOR SECURE CLOSURE AND MAXIMUM PROTECTION UNDER FIRE CONDITIONS, 2"LEAK PROOF SUM | P TO PROTECT AGAINST HAZARDOUS SPILLS, AND A GROUNDING CONNECTOR TO PROTECT AGAINST STATIC BUILD-UP. SELF-CLOSE STYLE HAS A FUSIBLE LINK THAT HOLDS DOOR OPEN AND MELTS AT 165F FOR AUTOMATIC CLOSURE. FINISHED IN A CHEMICAL RESISTANT POWDERCOAT PAINT, | THIS 54 GALLON CAPACITY UNIT COMBINES DURABILITY AND SAFETY INTO A SPACE-SAVING DESIGN. IDEAL FOR EXPANDING STORAGE ALONGSIDE EXISTING 60 OR 90 GALLON , 34"DEEP CABINETS. OTHER EXTRAS INCLUDE FOUR ADJUSTABLE LEVELING FEET, A CONTINUOUS PIANO HINGE F |  | 12 | 50 | 42 | 14.5833 | CF | EA |  |  |  | 300 | 566 2 | US | 1 |  | 0 | STND | 30 | AF | IN | IN | IN | LN | WD | HT | P |  |  | O | O | O | O
GS-07F-238AA | JP-896000 | JUSTRITE | FLAMMABLE SAFETY CABINET 60 GAL MANU | JP-896000 | FLAMMABLE SAFETY CABINET 60 GALLON MANUAL JUSTRITE | 65"H X34"WX34"D, YELLOW. SURE-GRIP EX IS DESIGNED TO MAKE THE WORKPLACE EX-TRA SAFE AND EX-TRA SECURE. FEATURES INCLUDE: BUILT-IN GROUNDING CONNECTOR PREVENTS STATIC BUILDUP. DOUBLE-WALL CONSTRUCTION WITH 1 (38MM) INSULATING AIR SPACE. STURDY 1 | 8-GAUGE (1MM) STEEL, WELDED FOR STRENGTH, LONG LIFE AND GREATER FIRE PROTECTION. EXCLUSIVE U LOC HANDLE INCLUDES TWO KEYS AND ACCEPTS AN OPTIONAL PADLOCK FOR SECURITY FEATURES SUCH AS DIFFERENT KEYING OR MASTER KEYING. PADDLE HANDLE WITH SLIP RESISTA | NT STRIP OFFERS EASY FINGERTIP OPERATION AND REDUCES DANGEROUS CATCHES FROM PASSING TRAFFIC THREE-POINT, STAINLESS STEEL BULLET SELF LATCHING SYSTEM FOR OPTIMUM LONGEVITY WITH INCREASED HEAT RESISTANCE. ROUNDED SAFETY CORNERS ON DOORS. 2 (51MM) LEAK |  | 18 | 21 | 20 | 4.375 | CF | EA |  |  |  | 366 | 566 2 | US | 1 |  | 0 | STND | 30 | AF | IN | IN | IN | LN | WD | HT | P |  |  | O | O | O | O
GS-07F-238AA | JP-896001 | JUSTRITE | FLAMMABLE SAFETY CABINET 60 GAL RED | JP-896001 | FLAMMABLE SAFETY CABINET 60 GALLON RED MANUAL JUSTRITE | 65"H X34"WX34"D. CABINETS ARE STURDILY CONSTRUCTED OF ALL-WELDED, 18-GAUGE (1MM), DOUBLE-WALLED STEEL WITH 1.5" (38MM) OF INSULATING AIR SPACE FOR FIRE RESISTANCE. FAIL-SAFE, 3-POINT SELF-LATCHING SYSTEM PROVIDES EASY, POSITIVE DOOR CLOSURE. | DURABLE STAINLESS STEEL BULLET LATCHES OFFER OPTIMUM LONGEVITY WITH INCREASED HEAT RESISTANCE. U-LOC PADLOCK ABLE PADDLE HANDLE WITH SLIP RESISTANT GRIP OFFERS EASY FINGERTIP OPERATION AND REDUCES DANGEROUS " CATCHES' FROM PASSING TRAFFIC. | HANDLE IS SUPPLIED WITH TWO KEYS AND ACCEPTS A NO. 5 MASTER LOCK PADLOCK FOR ADDED SECURITY. HAZ-ALERT REFLECTIVE LABELING WITH HIGH VISIBILITY UNDER FIRE CONDITIONS OR POWER OUTAGES. STURDY GALVANIZED STEEL SPILL SLOPE SHELVES SAFELY DIRECT INCIDEN |  | 4 | 22 | 22 | 1.1204 | CF | EA |  |  |  | 366 | 540 16 | US | 1 |  | 0 | STND | 30 | AF | IN | IN | IN | LN | WD | HT | P |  |  | O | O | O | O
GS-07F-238AA | JP-896002 | JUSTRITE | ACID SAFETY CABINET 60 GAL BLUE MANU | JP-896002 | ACID SAFETY CABINET 60 GALLON BLUE MANUAL JUSTRITE | JUSTRITE STEEL CABINET FEATURE A U-LOC PADLOCK ABLE PADDLE HANDLE WITH SLIP RESISTANT GRIP WHICH REDUCES DANGEROUS " CATCHES' FROM PASSING TRAFFIC, AND A LOCKING HANDLE SUPPLIED WITH TWO KEYS (ACCEPTS A NO. 5 MASTER LOCK PADLOCK FOR ADDED SECURITY). | HAZ-ALERT REFLECTIVE LABELING WITH HIGH VISIBILITY UNDER FIRE CONDITIONS OR POWER OUTAGES, STURDY GALVANIZED STEEL SPILL SLOPE SHELVES, LEAK PROOF SUMP. SHELVES MEET ANSI MH28.1 2" (51MM) LEAK TIGHT | LEAK-PROOF SUMP, DUAL VENTS WITH FLAME ARRESTORS, 4 ADJUSTABLE LEVELING FEET, GROUNDING CONNECTOR, AND HAZARD WARNING IN THREE LANGUAGES. TO RESIST AGGRESSIVE CHEMICALS, ACID CABINETS INCLUDE POLYETHYLENE TRAYS ATTACHED TO GALVANIZED STEEL SHELVES |  | 7 | 4 | 4 | 0.0648 | CF | EA |  |  |  | 368 | 540 16 | US | 1 |  | 0 | STND | 30 | AF | IN | IN | IN | LN | WD | HT | P |  |  | O | O | O | O
GS-07F-238AA | JP-8960022 | JUSTRITE | ACID CABINET 60 GAL, CHEMCOR LIN | JP-8960022 | ACID CABINET 60 GALLON , CHEMCOR LINER BLUE MANUAL JUSTRITE | 65"H X34"WX34"D. 60 GALLON MANUAL CLOSE BLUE ACID CABINET WITH CHEMCOR LINER WITH 2 DOORS AND 2 ADJUSTABLE SHELVES. JUSTRITE'S CHEMCOR SAFETY STORAGE CABINETS ARE LINED WITH A UNIQUE, THERMOPLASTIC LINER AND OFFER SUPERIOR CORROSION PROTECTION | COMBINED WITH THE FIRE PROTECTION AND DURABILITY OF OTHER JUSTRITE CABINETS. 100% SEAMLESS LINER ON ALL INTERIOR WALLS, CEILING, SUMP, INSIDE DOORS AND SHELVES PROTECTS EXPOSED CABINET SURFACES FROM RUST AND CORROSION. SEAM-FREE SURFACE ELIMINATES TH | E NEED FOR RIVETS OR FASTENERS WHICH RISK CORROSION FROM SEEP-THROUGH CHEMICALS. NON-POROUS SURFACE RESISTS STAINING AN CLEANS UP EASILY. ALL MODELS INCLUDE DOUBLE-WALL 18 GAUGE (1MM) WELDED CONSTRUCTION, 2" LIQUID-TIGHT CONTAINMENT SUMP, DUAL VENTS |  | 1 | 4 | 2 | 1.0046 | CF | EA |  |  |  | 368 | 540 16 | US | 1 |  | 0 | STND | 30 | AF | IN | IN | IN | LN | WD | HT | P |  |  | O | O | O | O
GS-07F-238AA | JP-896003 | JUSTRITE | FLAMMABLE SAFETY CABINET 60 GAL GRAY | JP-896003 | FLAMMABLE SAFETY CABINET 60 GALLON GRAY MANUAL JUSTRITE | 65"H X34"WX34"D. CABINETS ARE STURDILY CONSTRUCTED OF ALL-WELDED, 18-GAUGE (1MM), DOUBLE-WALLED STEEL WITH 1.5" (38MM) OF INSULATING AIR SPACE FOR FIRE RESISTANCE. FAIL-SAFE, 3-POINT SELF-LATCHING SYSTEM PROVIDES EASY, POSITIVE DOOR CLOSURE. | DURABLE STAINLESS STEEL BULLET LATCHES OFFER OPTIMUM LONGEVITY WITH INCREASED HEAT RESISTANCE. U-LOC PADLOCK ABLE PADDLE HANDLE WITH SLIP RESISTANT GRIP OFFERS EASY FINGERTIP OPERATION AND REDUCES DANGEROUS " CATCHES' FROM PASSING TRAFFIC. | HANDLE IS SUPPLIED WITH TWO KEYS AND ACCEPTS A NO. 5 MASTER LOCK PADLOCK FOR ADDED SECURITY. HAZ-ALERT REFLECTIVE LABELING WITH HIGH VISIBILITY UNDER FIRE CONDITIONS OR POWER OUTAGES. STURDY GALVANIZED STEEL SPILL SLOPE SHELVES SAFELY DIRECT INCIDEN |  | 4 | 5 | 7 | 0.081 | CF | EA |  |  |  | 366 | 540 16 | US | 1 |  | 0 | STND | 30 | AF | IN | IN | IN | LN | WD | HT | P |  |  | O | O | O | O
GS-07F-238AA | JP-896005 | JUSTRITE | FLAMMABLE SAFETY CABINET 60 GAL WHIT | JP-896005 | FLAMMABLE SAFETY CABINET 60 GALLON WHITE MANUAL JUSTRITE | 65"H X34"WX34"D. CABINETS ARE STURDILY CONSTRUCTED OF ALL-WELDED, 18-GAUGE (1MM), DOUBLE-WALLED STEEL WITH 1.5" (38MM) OF INSULATING AIR SPACE FOR FIRE RESISTANCE. FAIL-SAFE, 3-POINT SELF-LATCHING SYSTEM PROVIDES EASY, POSITIVE DOOR CLOSURE. | DURABLE STAINLESS STEEL BULLET LATCHES OFFER OPTIMUM LONGEVITY WITH INCREASED HEAT RESISTANCE. U-LOC PADLOCK ABLE PADDLE HANDLE WITH SLIP RESISTANT GRIP OFFERS EASY FINGERTIP OPERATION AND REDUCES DANGEROUS " CATCHES' FROM PASSING TRAFFIC. | HANDLE IS SUPPLIED WITH TWO KEYS AND ACCEPTS A NO. 5 MASTER LOCK PADLOCK FOR ADDED SECURITY. HAZ-ALERT REFLECTIVE LABELING WITH HIGH VISIBILITY UNDER FIRE CONDITIONS OR POWER OUTAGES. STURDY GALVANIZED STEEL SPILL SLOPE SHELVES SAFELY DIRECT INCIDEN |  | 70 | 46 | 22 | 40.9954 | CF | EA |  |  |  | 366 | 566 2 | US | 1 |  | 0 | STND | 30 | AF | IN | IN | IN | LN | WD | HT | P |  |  | O | O | O | O
GS-07F-238AA | JP-896010 | JUSTRITE | COMBUSTIBLE PAINT AND INK SAFETY CABINET | JP-896010 | COMBUSTIBLE SAFETY CABINET 120 GALLON YELLOW MANUAL JUSTRITE | 65"H X34"WX34"D. 120* GAL PAINT AND INK CABINET FOR THE STORAGE OF COMBUSTIBLES, MANUAL CLOSE 2 DOOR WITH 5 ADJUSTABLE SHELVES. SEPARATE AND IDENTIFY CLASS III COMBUSTIBLES IN HIGH PERFORMANCE YELLOW PAINT AND INK SAFETY STORAGE CABINETS. MULTI | PLE ADJUSTABLE SHELVES ACCOMMODATE MANY SMALLER PAINT CANS, AEROSOLS, AND INKS FOUND IN PRINTING, PAINTING, FURNITURE AND AUTOMOTIVE OPERATIONS. FEATURES INCLUDE: DOUBLE WALL CONSTRUCTION WITH 1.5" INSULATING AIR SPACE FOR FIRE RESISTANCE, WELDED 18- | GAUGE STEEL FINISHED IN TOUGH, CHEMICAL RESISTANT BAKED-ON POWDER PAINT, EASY CLOSE, SELF-LATCHING DOORS FOR MAXIMUM FIRE PROTECTION, SPILL-CATCHER SHELVES CATCH INCIDENTAL DRIPS AND ADJUST ON 2.25" CENTERS, LEAK TIGHT 2" SUMP TO CONTAIN SPILLS, THR |  | 70 | 46 | 22 | 40.9954 | CF | EA |  |  |  | 372 | 566 2 | US | 1 |  | 0 | STND | 30 | AF | IN | IN | IN | LN | WD | HT | P |  |  | O | O | O | O
GS-07F-238AA | JP-896011 | JUSTRITE | COMBUSTIBLE PAINT AND INK SAFETY CABINET | JP-896011 | COMBUSTIBLE SAFETY CABINET 120 GALLON RED MANUAL JUSTRITE | 65"H X34"WX34"D. 120* GAL PAINT AND INK CABINET FOR THE STORAGE OF COMBUSTIBLES, MANUAL CLOSE 2 DOOR WITH 5 ADJUSTABLE SHELVES. SEPARATE AND IDENTIFY CLASS III COMBUSTIBLES IN HIGH PERFORMANCE RED PAINT AND INK SAFETY STORAGE CABINETS. MULTIPLE | ADJUSTABLE SHELVES ACCOMMODATE MANY SMALLER PAINT CANS, AEROSOLS, AND INKS FOUND IN PRINTING, PAINTING, FURNITURE AND AUTOMOTIVE OPERATIONS. FEATURES INCLUDE: DOUBLE WALL CONSTRUCTION WITH 1.5" INSULATING AIR SPACE FOR FIRE RESISTANCE, WELDED 18-GAUG | E STEEL FINISHED IN TOUGH, CHEMICAL RESISTANT BAKED-ON POWDER PAINT, EASY CLOSE, SELF-LATCHING DOORS FOR MAXIMUM FIRE PROTECTION, SPILL-CATCHER SHELVES CATCH INCIDENTAL DRIPS AND ADJUST ON 2.25" CENTERS, LEAK TIGHT 2" SUMP TO CONTAIN SPILLS, THREE-P |  | 70 | 46 | 22 | 40.9954 | CF | EA |  |  |  | 372 | 566 2 | TW | 1 |  | 0 | STND | 30 | AF | IN | IN | IN | LN | WD | HT | P |  |  | O | O | O | O
GS-07F-238AA | JP-896020 | JUSTRITE | FLAMMABLE SAFETY CABINET 60 GAL SELF | JP-896020 | FLAMMABLE SAFETY CABINET 60 GALLONS ELF-CLOSING JUSTRITE | 65"H X34"WX34"D, YELLOW. SELF-CLOSE MODEL MEETS THE UNIFORM FIRE CODE. THESE CABINETS SHUT AND LATCH AUTOMATICALLY WHEN FUSIBLE LINKS MELT AT 165 F (74 C) UNDER FIRE CONDITIONS. PATENTED, CONCEALED CLOSING MECHANISM IN SELF-CLOSE STYLE MAXIMIZE | S AVAILABLE SHELF SPACE AND MINIMIZES RISK OF DAMAGE TO THE MECHANISM. SURE-GRIP EX IS DESIGNED TO MAKE THE WORKPLACE EX-TRA SAFE AND EX-TRA SECURE. FEATURES INCLUDE: BUILT-IN GROUNDING CONNECTOR PREVENTS STATIC BUILDUP. DOUBLE-WALL CONSTRUCTION WITH | 1 (38MM) INSULATING AIR SPACE. STURDY 18-GAUGE (1MM) STEEL, WELDED FOR STRENGTH, LONG LIFE AND GREATER FIRE PROTECTION. EXCLUSIVE U LOC HANDLE INCLUDES TWO KEYS AND ACCEPTS AN OPTIONAL PADLOCK FOR SECURITY FEATURES SUCH AS DIFFERENT KEYING OR MASTER |  | 2 | 22 | 15 | 0.3819 | CF | EA |  |  |  | 368 | 566 2 | CA | 1 |  | 0 | STND | 30 | AF | IN | IN | IN | LN | WD | HT | P |  |  | O | O | O | O
GS-07F-238AA | JP-896021 | JUSTRITE | FLAMMABLE SAFETY CABINET 60 GAL RED | JP-896021 | FLAMMABLE SAFETY CABINET 60 GALLON RED SELF-CLOSING JUSTRITE | 65"H X34"WX34"D. CABINETS ARE STURDILY CONSTRUCTED OF ALL-WELDED, 18-GAUGE (1MM), DOUBLE-WALLED STEEL WITH 1.5" (38MM) OF INSULATING AIR SPACE FOR FIRE RESISTANCE. FAIL-SAFE, 3-POINT SELF-LATCHING SYSTEM PROVIDES EASY, POSITIVE DOOR CLOSURE. | DURABLE STAINLESS STEEL BULLET LATCHES OFFER OPTIMUM LONGEVITY WITH INCREASED HEAT RESISTANCE. U-LOC PADLOCK ABLE PADDLE HANDLE WITH SLIP RESISTANT GRIP OFFERS EASY FINGERTIP OPERATION AND REDUCES DANGEROUS " CATCHES' FROM PASSING TRAFFIC. | HANDLE IS SUPPLIED WITH TWO KEYS AND ACCEPTS A NO. 5 MASTER LOCK PADLOCK FOR ADDED SECURITY. HAZ-ALERT REFLECTIVE LABELING WITH HIGH VISIBILITY UNDER FIRE CONDITIONS OR POWER OUTAGES. STURDY GALVANIZED STEEL SPILL SLOPE SHELVES SAFELY DIRECT INCIDEN |  | 2 | 22 | 15 | 0.3819 | CF | EA |  |  |  | 368 | 566 2 | CA | 1 |  | 0 | STND | 30 | AF | IN | IN | IN | LN | WD | HT | P |  |  | O | O | O | O
GS-07F-238AA | JP-896022 | JUSTRITE | ACID SAFETY CABINET 60 GAL BLUE SELF | JP-896022 | ACID SAFETY CABINET 60 GALLON BLUE SELF-CLOSING JUSTRITE | JUSTRITE STEEL CABINET FEATURE A U-LOC PADLOCK ABLE PADDLE HANDLE WITH SLIP RESISTANT GRIP WHICH REDUCES DANGEROUS " CATCHES' FROM PASSING TRAFFIC, AND A LOCKING HANDLE SUPPLIED WITH TWO KEYS (ACCEPTS A NO. 5 MASTER LOCK PADLOCK FOR ADDED SECURITY). | HAZ-ALERT REFLECTIVE LABELING WITH HIGH VISIBILITY UNDER FIRE CONDITIONS OR POWER OUTAGES, STURDY GALVANIZED STEEL SPILL SLOPE SHELVES, LEAK PROOF SUMP. SHELVES MEET ANSI MH28.1 2" (51MM) LEAK TIGHT | LEAK-PROOF SUMP, DUAL VENTS WITH FLAME ARRESTORS, 4 ADJUSTABLE LEVELING FEET, GROUNDING CONNECTOR, AND HAZARD WARNING IN THREE LANGUAGES. TO RESIST AGGRESSIVE CHEMICALS, ACID CABINETS INCLUDE POLYETHYLENE TRAYS ATTACHED TO GALVANIZED STEEL SHELVES |  | 2 | 14 | 13 | 0.2106 | CF | EA |  |  |  | 370 | 566 2 | US | 1 |  | 0 | STND | 30 | AF | IN | IN | IN | LN | WD | HT | P |  |  | O | O | O | O
GS-07F-238AA | JP-8960222 | JUSTRITE | ACID CABINET 60 GAL, CHEMCOR LIN | JP-8960222 | ACID CABINET 60 GALLON , CHEMCOR LINER BLUE SELF-CLOSING JUSTRITE | 65"H X34"WX34"D. 60 GALLONS ELF-CLOSE BLUE ACID CABINET WITH CHEMCOR LINER WITH 2 DOORS AND 2 ADJUSTABLE SHELVES. JUSTRITE'S CHEMCOR SAFETY STORAGE CABINETS ARE LINED WITH A UNIQUE, THERMOPLASTIC LINER AND OFFER SUPERIOR CORROSION PROTECTION CO | MBINED WITH THE FIRE PROTECTION AND DURABILITY OF OTHER JUSTRITE CABINETS. 100% SEAMLESS LINER ON ALL INTERIOR WALLS, CEILING, SUMP, INSIDE DOORS AND SHELVES PROTECTS EXPOSED CABINET SURFACES FROM RUST AND CORROSION. SEAM-FREE SURFACE ELIMINATES THE | NEED FOR RIVETS OR FASTENERS WHICH RISK CORROSION FROM SEEP-THROUGH CHEMICALS. NON-POROUS SURFACE RESISTS STAINING AN CLEANS UP EASILY. ALL MODELS INCLUDE DOUBLE-WALL 18 GAUGE (1MM) WELDED CONSTRUCTION, 2" LIQUID-TIGHT CONTAINMENT SUMP, DUAL VENTS, |  | 2 | 22 | 15 | 0.3819 | CF | EA |  |  |  | 370 | 566 2 | US | 1 |  | 0 | STND | 30 | AF | IN | IN | IN | LN | WD | HT | P |  |  | O | O | O | O
GS-07F-238AA | JP-896023 | JUSTRITE | FLAMMABLE SAFETY CABINET 60 GAL GRAY | JP-896023 | FLAMMABLE SAFETY CABINET 60 GALLON GRAY SELF-CLOSING JUSTRITE | 65"H X34"WX34"D. CABINETS ARE STURDILY CONSTRUCTED OF ALL-WELDED, 18-GAUGE (1MM), DOUBLE-WALLED STEEL WITH 1.5" (38MM) OF INSULATING AIR SPACE FOR FIRE RESISTANCE. FAIL-SAFE, 3-POINT SELF-LATCHING SYSTEM PROVIDES EASY, POSITIVE DOOR CLOSURE. | DURABLE STAINLESS STEEL BULLET LATCHES OFFER OPTIMUM LONGEVITY WITH INCREASED HEAT RESISTANCE. U-LOC PADLOCK ABLE PADDLE HANDLE WITH SLIP RESISTANT GRIP OFFERS EASY FINGERTIP OPERATION AND REDUCES DANGEROUS " CATCHES' FROM PASSING TRAFFIC. | HANDLE IS SUPPLIED WITH TWO KEYS AND ACCEPTS A NO. 5 MASTER LOCK PADLOCK FOR ADDED SECURITY. HAZ-ALERT REFLECTIVE LABELING WITH HIGH VISIBILITY UNDER FIRE CONDITIONS OR POWER OUTAGES. STURDY GALVANIZED STEEL SPILL SLOPE SHELVES SAFELY DIRECT INCIDEN |  | 2 | 40 | 15 | 0.6944 | CF | EA |  |  |  | 368 | 566 2 | US | 1 |  | 0 | STND | 30 | AF | IN | IN | IN | LN | WD | HT | P |  |  | O | O | O | O
GS-07F-238AA | JP-896024 | JUSTRITE | PESTICIDE CABINET 60 GAL GREEN SELF- | JP-896024 | PESTICIDE CABINET 60 GALLON GREEN SELF-CLOSING JUSTRITE | CABINETS ARE STURDILY CONSTRUCTED OF ALL-WELDED, 18-GAUGE (1MM), DOUBLE-WALLED STEEL WITH 1.5 (38MM) OF INSULATING AIR SPACE FOR FIRE RESISTANCE. FAIL-SAFE, 3-POINT SELF-LATCHING SYSTEM PROVIDES EASY, POSITIVE DOOR CLOSURE. | EEL BULLET LATCHES OFFER OPTIMUM LONGEVITY WITH INCREASED HEAT RESISTANCE. U-LOC PADLOCK ABLE PADDLE HANDLE WITH SLIP RESISTANT GRIP OFFERS EASY FINGERTIP OPERATION AND REDUCES DANGEROUS CATCHES FROM PASSING TRAFFIC. | WO KEYS AND ACCEPTS A NO. 5 MASTER LOCK PADLOCK FOR ADDED SECURITY. HAZ-ALERT REFLECTIVE LABELING WITH HIGH VISIBILITY UNDER FIRE CONDITIONS OR POWER OUTAGES. STURDY GALVANIZED STEEL SPILL SLOPE SHELVES SAFELY DIRECT INCIDENTAL SPILLS TO BACK AND BO |  | 2 | 40 | 9 | 0.4167 | CF | EA |  |  |  | 368 | 566 2 | US | 1 |  | 0 | STND | 30 | AF | IN | IN | IN | LN | WD | HT | P |  |  | O | O | O | O
GS-07F-238AA | JP-896025 | JUSTRITE | FLAMMABLE SAFETY CABINET 60 GAL WHIT | JP-896025 | FLAMMABLE SAFETY CABINET 60 GALLON WHITE SELF-CLOSING JUSTRITE | 65"H X34"WX34"D. CABINETS ARE STURDILY CONSTRUCTED OF ALL-WELDED, 18-GAUGE (1MM), DOUBLE-WALLED STEEL WITH 1.5" (38MM) OF INSULATING AIR SPACE FOR FIRE RESISTANCE. FAIL-SAFE, 3-POINT SELF-LATCHING SYSTEM PROVIDES EASY, POSITIVE DOOR CLOSURE. | DURABLE STAINLESS STEEL BULLET LATCHES OFFER OPTIMUM LONGEVITY WITH INCREASED HEAT RESISTANCE. U-LOC PADLOCK ABLE PADDLE HANDLE WITH SLIP RESISTANT GRIP OFFERS EASY FINGERTIP OPERATION AND REDUCES DANGEROUS " CATCHES' FROM PASSING TRAFFIC. | HANDLE IS SUPPLIED WITH TWO KEYS AND ACCEPTS A NO. 5 MASTER LOCK PADLOCK FOR ADDED SECURITY. HAZ-ALERT REFLECTIVE LABELING WITH HIGH VISIBILITY UNDER FIRE CONDITIONS OR POWER OUTAGES. STURDY GALVANIZED STEEL SPILL SLOPE SHELVES SAFELY DIRECT INCIDEN |  | 2 | 32 | 18 | 0.6667 | CF | EA |  |  |  | 368 | 566 2 | US | 1 |  | 0 | STND | 30 | AF | IN | IN | IN | LN | WD | HT | P |  |  | O | O | O | O
GS-07F-238AA | JP-896030 | JUSTRITE | COMBUSTIBLE CABINET 120 GAL YELLOW S | JP-896030 | COMBUSTIBLE CABINET 120 GALLON YELLOW SELF-CLOSING JUSTRITE | SEPARATE AND IDENTIFY CLASS III COMBUSTIBLES IN HIGH PERFORMANCE PAINT AND INK SAFETY STORAGE CABINETS. MULTIPLE ADJUSTABLE SHELVES ACCOMMODATE MANY SMALLER PAINT CANS, AEROSOLS, AND INKS. FEATURES: WELDED 18-GAUGE STEEL WITH DOUBLE WALL CONSTRUCTION | AND 1.5" INSULATING AIR SPACE FOR FIRE RESISTANCE. FINISHED IN TOUGH, CHEMICAL RESISTANT BAKED-ON POWDER PAINT. EASY CLOSE, SELF-LATCHING DOORS FOR MAXIMUM FIRE PROTECTION. FUSIBLE LINKS HOLD DOORS OPEN AND MELT AT 165 F (74 C) TO CLOSE DOORS SHUT UN | DER FIRE CONDITIONS. THREE-POINT LATCH AND LOCKING HANDLE WITH DOUBLE KEY SET FOR SECURITY. SPILL-CATCHER SHELVES CATCH INCIDENTAL DRIPS AND ADJUST ON 2.25" CENTERS. LEAK TIGHT 2" SUMP CONTAINS SPILLS. TWO 2" VENTS WITH INTEGRAL FLAME ARRESTORS. TRI |  | 2 | 20 | 29 | 0.6713 | CF | EA |  |  |  | 374 | 566 2 | US | 1 |  | 0 | STND | 30 | AF | IN | IN | IN | LN | WD | HT | P |  |  | O | O | O | O
GS-07F-238AA | JP-896031 | JUSTRITE | COMBUSTIBLE CABINET 96 GAL RED SELF- | JP-896031 | COMBUSTIBLE CABINET 96 GALLON RED SELF-CLOSING JUSTRITE | SEPARATE AND IDENTIFY CLASS III COMBUSTIBLES IN HIGH PERFORMANCE PAINT AND INK SAFETY STORAGE CABINETS. MULTIPLE ADJUSTABLE SHELVES ACCOMMODATE MANY SMALLER PAINT CANS, AEROSOLS, AND INKS. FEATURES: WELDED 18-GAUGE STEEL WITH DOUBLE WALL CONSTRUCTION | AND 1.5" INSULATING AIR SPACE FOR FIRE RESISTANCE. FINISHED IN TOUGH, CHEMICAL RESISTANT BAKED-ON POWDER PAINT. EASY CLOSE, SELF-LATCHING DOORS FOR MAXIMUM FIRE PROTECTION. FUSIBLE LINKS HOLD DOORS OPEN AND MELT AT 165 F (74 C) TO CLOSE DOORS SHUT UN | DER FIRE CONDITIONS. THREE-POINT LATCH AND LOCKING HANDLE WITH DOUBLE KEY SET FOR SECURITY. SPILL-CATCHER SHELVES CATCH INCIDENTAL DRIPS AND ADJUST ON 2.25" CENTERS. LEAK TIGHT 2" SUMP CONTAINS SPILLS. TWO 2" VENTS WITH INTEGRAL FLAME ARRESTERS. TRI |  | 2 | 33 | 20 | 0.7639 | CF | EA |  |  |  | 374 | 566 2 | US | 1 |  | 0 | STND | 30 | AF | IN | IN | IN | LN | WD | HT | P |  |  | O | O | O | O
GS-07F-238AA | JP-896080 | JUSTRITE | FLAMMABLE SAFETY CABINET 60 GAL SELF | JP-896080 | FLAMMABLE SAFETY CABINET 60 GALLONS ELF-CLOSING SLIDING DOOR JUSTRITE | 65"H X34"WX34"D, YELLOW. SELF-CLOSE MODEL MEETS THE UNIFORM FIRE CODE. THESE CABINETS SHUT AND LATCH AUTOMATICALLY WHEN FUSIBLE LINKS MELT AT 165 F (74 C) UNDER FIRE CONDITIONS. PATENTED, CONCEALED CLOSING MECHANISM IN SELF-CLOSE STYLE MAXIMIZE | S AVAILABLE SHELF SPACE AND MINIMIZES RISK OF DAMAGE TO THE MECHANISM. SURE-GRIP EX IS DESIGNED TO MAKE THE WORKPLACE EX-TRA SAFE AND EX-TRA SECURE. FEATURES INCLUDE: BUILT-IN GROUNDING CONNECTOR PREVENTS STATIC BUILDUP. DOUBLE-WALL CONSTRUCTION WITH | 1 (38MM) INSULATING AIR SPACE. STURDY 18-GAUGE (1MM) STEEL, WELDED FOR STRENGTH, LONG LIFE AND GREATER FIRE PROTECTION. EXCLUSIVE U LOC HANDLE INCLUDES TWO KEYS AND ACCEPTS AN OPTIONAL PADLOCK FOR SECURITY FEATURES SUCH AS DIFFERENT KEYING OR MASTER |  | 2 | 40 | 15 | 0.6944 | CF | EA |  |  |  | 374 | 566 2 | CA | 1 |  | 0 | STND | 30 | AF | IN | IN | IN | LN | WD | HT | P |  |  | O | O | O | O
GS-07F-238AA | JP-896081 | JUSTRITE | FLAMMABLE SAFETY STORAGE CABINET 60 GAL | JP-896081 | FLAMMABLE SAFETY STORAGE CABINET 60 GALLON RED SELF-CLOSING JUSTRITE 1 SLIDING DOOR | 65"H X34"WX34"D. CABINETS ARE STURDILY CONSTRUCTED OF ALL-WELDED, 18-GAUGE (1MM), DOUBLE-WALLED STEEL WITH 1.5" (38MM) OF INSULATING AIR SPACE FOR FIRE RESISTANCE. FAIL-SAFE, 3-POINT SELF-LATCHING SYSTEM PROVIDES EASY, POSITIVE DOOR CLOSURE. | DURABLE STAINLESS STEEL BULLET LATCHES OFFER OPTIMUM LONGEVITY WITH INCREASED HEAT RESISTANCE. U-LOC PADLOCK ABLE PADDLE HANDLE WITH SLIP RESISTANT GRIP OFFERS EASY FINGERTIP OPERATION AND REDUCES DANGEROUS " CATCHES' FROM PASSING TRAFFIC. | HANDLE IS SUPPLIED WITH TWO KEYS AND ACCEPTS A NO. 5 MASTER LOCK PADLOCK FOR ADDED SECURITY. HAZ-ALERT REFLECTIVE LABELING WITH HIGH VISIBILITY UNDER FIRE CONDITIONS OR POWER OUTAGES. STURDY GALVANIZED STEEL SPILL SLOPE SHELVES SAFELY DIRECT INCIDEN |  | 2 | 31 | 31 | 1.1123 | CF | EA |  |  |  | 374 | 566 2 | CA | 1 |  | 0 | STND | 30 | AF | IN | IN | IN | LN | WD | HT | P |  |  | O | O | O | O
GS-07F-238AA | JP-896082 | JUSTRITE | ACID SAFETY CABINET 60 GAL BLUE SELF | JP-896082 | ACID SAFETY CABINET 60 GALLON BLUE SELF-CLOSING JUSTRITE 1 SLIDING DOOR | JUSTRITE STEEL CABINET FEATURE A U-LOC PADLOCK ABLE PADDLE HANDLE WITH SLIP RESISTANT GRIP WHICH REDUCES DANGEROUS " CATCHES' FROM PASSING TRAFFIC, AND A LOCKING HANDLE SUPPLIED WITH TWO KEYS (ACCEPTS A NO. 5 MASTER LOCK PADLOCK FOR ADDED SECURITY). | HAZ-ALERT REFLECTIVE LABELING WITH HIGH VISIBILITY UNDER FIRE CONDITIONS OR POWER OUTAGES, STURDY GALVANIZED STEEL SPILL SLOPE SHELVES, LEAK PROOF SUMP. SHELVES MEET ANSI MH28.1 2" (51MM) LEAK TIGHT | LEAK-PROOF SUMP, DUAL VENTS WITH FLAME ARRESTORS, 4 ADJUSTABLE LEVELING FEET, GROUNDING CONNECTOR, AND HAZARD WARNING IN THREE LANGUAGES. TO RESIST AGGRESSIVE CHEMICALS, ACID CABINETS INCLUDE POLYETHYLENE TRAYS ATTACHED TO GALVANIZED STEEL SHELVES |  | 2 | 40 | 30 | 1.3889 | CF | EA |  |  |  | 374 | 566 2 | CA | 1 |  | 0 | STND | 30 | AF | IN | IN | IN | LN | WD | HT | P |  |  | O | O | O | O
GS-07F-238AA | JP-8960822 | JUSTRITE | ACID CABINET 60 GAL, CHEMCOR LIN | JP-8960822 | ACID CABINET 60 GALLON , CHEMCOR LINER BLUE SELF-CLOSING JUSTRITE 1 SLIDING DOOR | 65"H X34"WX34"D. 60 GALLON MANUAL CLOSE BLUE ACID CABINET WITH CHEMCOR LINER WITH 1 SLIDING DOOR AND 2 ADJUSTABLE SHELVES. JUSTRITE'S CHEMCOR SAFETY STORAGE CABINETS ARE LINED WITH A UNIQUE, THERMOPLASTIC LINER AND OFFER SUPERIOR CORROSION PROT | ECTION COMBINED WITH THE FIRE PROTECTION AND DURABILITY OF OTHER JUSTRITE CABINETS. 100% SEAMLESS LINER ON ALL INTERIOR WALLS, CEILING, SUMP, INSIDE DOORS AND SHELVES PROTECTS EXPOSED CABINET SURFACES FROM RUST AND CORROSION. SEAM-FREE SURFACE ELIMIN | ATES THE NEED FOR RIVETS OR FASTENERS WHICH RISK CORROSION FROM SEEP-THROUGH CHEMICALS. NON-POROUS SURFACE RESISTS STAINING AN CLEANS UP EASILY. ALL MODELS INCLUDE DOUBLE-WALL 18 GAUGE (1MM) WELDED CONSTRUCTION, 2" LIQUID-TIGHT CONTAINMENT SUMP, DUA |  | 2 | 56 | 14 | 0.9074 | CF | EA |  |  |  | 374 | 566 2 | CA | 1 |  | 0 | STND | 30 | AF | IN | IN | IN | LN | WD | HT | P |  |  | O | O | O | O
GS-07F-238AA | JP-896091 | JUSTRITE | COMBUSTIBLE CABINET 120 GAL RED SELF | JP-896091 | COMBUSTIBLE CABINET 120 GALLON RED SELF-CLOSING JUSTRITE 1 SLIDING DOOR | SEPARATE AND IDENTIFY CLASS III COMBUSTIBLES IN HIGH PERFORMANCE PAINT AND INK SAFETY STORAGE CABINETS. MULTIPLE ADJUSTABLE SHELVES ACCOMMODATE MANY SMALLER PAINT CANS, AEROSOLS, AND INKS. FEATURES: WELDED 18-GAUGE STEEL WITH DOUBLE WALL CONSTRUCTION | AND 1.5" INSULATING AIR SPACE FOR FIRE RESISTANCE. FINISHED IN TOUGH, CHEMICAL RESISTANT BAKED-ON POWDER PAINT. EASY CLOSE, SELF-LATCHING DOORS FOR MAXIMUM FIRE PROTECTION. FUSIBLE LINKS HOLD DOORS OPEN AND MELT AT 165 F (74 C) TO CLOSE DOORS SHUT UN | DER FIRE CONDITIONS. THREE-POINT LATCH AND LOCKING HANDLE WITH DOUBLE KEY SET FOR SECURITY. SPILL-CATCHER SHELVES CATCH INCIDENTAL DRIPS AND ADJUST ON 2.25" CENTERS. LEAK TIGHT 2" SUMP CONTAINS SPILLS. TWO 2" VENTS WITH INTEGRAL FLAME ARRESTORS. TRI |  | 2 | 21 | 18 | 0.4375 | CF | EA |  |  |  | 380 | 566 2 | CA | 1 |  | 0 | STND | 30 | AF | IN | IN | IN | LN | WD | HT | P |  |  | O | O | O | O
GS-07F-238AA | JP-896200 | JUSTRITE | FLAMMABLE VERTICAL DRUM CABINET 55 GALL | JP-896200 | FLAMMABLE VERTICAL DRUM CABINET 55 GALLON MANUAL JUSTRITE | 65"H X34"WX34"D. THIS VERTICAL DRUM STORAGE CABINET SAFELY HOUSES ONE 55 GALLON DRUM. ALL CABINETS ARE SUPPLIED WITH A REMOVABLE, ADJUSTABLE HALF-DEPTH SHELF TO STORE CLASS III MATERIALS OR SPARE ACCESSORIES SUCH AS DRUM FUNNELS, VENTS AND ANTI | STATIC WIRES. CABINETS ARE ALSO DESIGNED TO ACCOMMODATE A DRUM EQUIPPED WITH A PUMP OR FUNNEL SO THE CABINET MAY BE USED AS A PUMPING STATION OR FOR WASTE ACCUMULATION. THIS CABINET DOES NOT COME WITH ROLLER ASSEMBLIES TO FACILITATE THE MOVEMENT OF H | EAVY DRUMS. MEETS APPROVAL & LISTING REGULATIONS: FM, N, O. |  | 2 | 27 | 18 | 0.5625 | CF | EA |  |  |  | 391 | 566 2 | US | 1 |  | 0 | STND | 30 | AF | IN | IN | IN | LN | WD | HT | P |  |  | O | O | O | O
GS-07F-238AA | JP-896201 | JUSTRITE | FLAMMABLE VERTICAL DRUM CABINET 55 GALL | JP-896201 | FLAMMABLE VERTICAL DRUM CABINET 55 GALLON RED MANUAL JUSTRITE | 65"H X34"WX34"D. SUPPLIED WITH A REMOVABLE, ADJUSTABLE HALF-DEPTH SHELF TO STORE CLASS III MATERIALS OR SPARE ACCESSORIES SUCH AS DRUM FUNNELS, VENTS AND ANTISTATIC WIRES. CABINETS ARE ALSO DESIGNED TO ACCOMMODATE A DRUM EQUIPPED WITH A PUMP OR | FUNNEL SO THE CABINET MAY BE USED AS A PUMPING STATION OR FOR WASTE ACCUMULATION. THIS CABINET HAS DRUM SUPPORT BUT NO ROLLER ASSEMBLIES WHICH FACILITATE THE MOVEMENT OF HEAVY DRUMS. MEETS APPROVAL & LISTING REGULATIONS: FM, N, O. |  |  | 2 | 44 | 18 | 0.9167 | CF | EA |  |  |  | 397 | 566 2 | US | 1 |  | 0 | STND | 30 | AF | IN | IN | IN | LN | WD | HT | P |  |  | O | O | O | O
GS-07F-238AA | JP-896202 | JUSTRITE | ACID VERTICAL DRUM CABINET 55 GAL BL | JP-896202 | ACID VERTICAL DRUM CABINET 55 GALLON BLUE MANUAL, DRUM SUPPORT JUSTRITE | SUPPLIED WITH A REMOVABLE, ADJUSTABLE HALF-DEPTH SHELF TO STORE CLASS III MATERIALS OR SPARE ACCESSORIES SUCH AS DRUM FUNNELS, VENTS AND ANTISTATIC WIRES. CABINETS ARE ALSO DESIGNED TO ACCOMMODATE A DRUM EQUIPPED WITH A PUMP OR FUNNEL SO THE CABINET | MAY BE USED AS A PUMPING STATION OR FOR WASTE ACCUMULATION. OPTIONAL ROLLER ASSEMBLIES FACILITATE THE MOVEMENT OF HEAVY DRUMS. MEETS APPROVAL & LISTING REGULATIONS: FM, N, O. |  |  | 2 | 44 | 18 | 0.9167 | CF | EA |  |  |  | 393 | 566 2 | US | 1 |  | 0 | STND | 30 | AF | IN | IN | IN | LN | WD | HT | P |  |  | O | O | O | O
GS-07F-238AA | JP-896203 | JUSTRITE | FLAMMABLE VERTICAL DRUM CABINET 55 GALL | JP-896203 | FLAMMABLE VERTICAL DRUM CABINET 55 GALLON GRAY MANUAL JUSTRITE | 65"H X34"WX34"D. SUPPLIED WITH A REMOVABLE, ADJUSTABLE HALF-DEPTH SHELF TO STORE CLASS III MATERIALS OR SPARE ACCESSORIES SUCH AS DRUM FUNNELS, VENTS AND ANTISTATIC WIRES. CABINETS ARE ALSO DESIGNED TO ACCOMMODATE A DRUM EQUIPPED WITH A PUMP OR | FUNNEL SO THE CABINET MAY BE USED AS A PUMPING STATION OR FOR WASTE ACCUMULATION. THIS CABINET HAS DRUM SUPPORT BUT NO ROLLER ASSEMBLIES WHICH FACILITATE THE MOVEMENT OF HEAVY DRUMS. MEETS APPROVAL & LISTING REGULATIONS: FM, N, O. |  |  | 2 | 40 | 15 | 0.6944 | CF | EA |  |  |  | 391 | 566 2 | US | 1 |  | 0 | STND | 30 | AF | IN | IN | IN | LN | WD | HT | P |  |  | O | O | O | O
GS-07F-238AA | JP-8962053 | JUSTRITE | FLAMMABLE VERTICAL DRUM CABINET 55 GALL | JP-8962053 | FLAMMABLE VERTICAL DRUM CABINET 55 GALLON WHITE MANUAL JUSTRITE | 65"H X34"WX34"D. SUPPLIED WITH A REMOVABLE, ADJUSTABLE HALF-DEPTH SHELF TO STORE CLASS III MATERIALS OR SPARE ACCESSORIES SUCH AS DRUM FUNNELS, VENTS AND ANTISTATIC WIRES. CABINETS ARE ALSO DESIGNED TO ACCOMMODATE A DRUM EQUIPPED WITH A PUMP OR | FUNNEL SO THE CABINET MAY BE USED AS A PUMPING STATION OR FOR WASTE ACCUMULATION. THIS CABINET HAS DRUM SUPPORT BUT NO ROLLER ASSEMBLIES WHICH FACILITATE THE MOVEMENT OF HEAVY DRUMS. MEETS APPROVAL & LISTING REGULATIONS: FM, N, O. |  |  | 4 | 40 | 14 | 1.2963 | CF | EA |  |  |  | 391 | 566 2 | US | 1 |  | 0 | STND | 30 | AF | IN | IN | IN | LN | WD | HT | P |  |  | O | O | O | O
GS-07F-238AA | JP-896220 | JUSTRITE | FLAMMABLE VERTICAL DRUM CABINET 55 GALL | JP-896220 | FLAMMABLE VERTICAL DRUM CABINET 55 GALLONS ELF-CLOSING JUSTRITE | 65"H X34"WX34"D. THIS SELF-CLOSING VERTICAL DRUM STORAGE CABINET SAFELY HOUSES ONE 55 GALLON DRUM. ALL CABINETS ARE SUPPLIED WITH A REMOVABLE, ADJUSTABLE HALF-DEPTH SHELF TO STORE CLASS III MATERIALS OR SPARE ACCESSORIES SUCH AS DRUM FUNNELS, V | ENTS AND ANTISTATIC WIRES. CABINETS ARE ALSO DESIGNED TO ACCOMMODATE A DRUM EQUIPPED WITH A PUMP OR FUNNEL SO THE CABINET MAY BE USED AS A PUMPING STATION OR FOR WASTE ACCUMULATION. THIS CABINET DOES NOT COME WITH ROLLER ASSEMBLIES TO FACILITATE THE | MOVEMENT OF HEAVY DRUMS. MEETS APPROVAL & LISTING REGULATIONS: FM, N, O, U. |  | 4 | 20 | 14 | 0.6481 | CF | EA |  |  |  | 393 | 566 2 | US | 1 |  | 0 | STND | 30 | AF | IN | IN | IN | LN | WD | HT | P |  |  | O | O | O | O
GS-07F-238AA | JP-896221 | JUSTRITE | FLAMMABLE VERTICAL DRUM CABINET 55 GALL | JP-896221 | FLAMMABLE VERTICAL DRUM CABINET 55 GALLON RED SELF-CLOSING JUSTRITE | 65"H X34"WX34"D. SUPPLIED WITH A REMOVABLE, ADJUSTABLE HALF-DEPTH SHELF TO STORE CLASS III MATERIALS OR SPARE ACCESSORIES SUCH AS DRUM FUNNELS, VENTS AND ANTISTATIC WIRES. CABINETS ARE ALSO DESIGNED TO ACCOMMODATE A DRUM EQUIPPED WITH A PUMP OR | FUNNEL SO THE CABINET MAY BE USED AS A PUMPING STATION OR FOR WASTE ACCUMULATION. THIS CABINET HAS DRUM SUPPORT BUT NO ROLLER ASSEMBLIES WHICH FACILITATE THE MOVEMENT OF HEAVY DRUMS. THIS SELF-CLOSE MODEL MEETS THE UNIFORM FIRE CODE. IT SHUTS AND LAT | CHES AUTOMATICALLY WHEN FUSIBLE LINKS MELT AT 165 F (74 C) UNDER FIRE CONDITIONS. MEETS APPROVAL & LISTING REGULATIONS: FM, N, O, U. |  | 2 | 31 | 31 | 1.1123 | CF | EA |  |  |  | 393 | 566 2 | US | 1 |  | 0 | STND | 30 | AF | IN | IN | IN | LN | WD | HT | P |  |  | O | O | O | O
GS-07F-238AA | JP-896222 | JUSTRITE | ACID VERTICAL DRUM CABINET 55 GAL BL | JP-896222 | ACID VERTICAL DRUM CABINET 55 GALLON BLUE SELF-CLOSING, DRUM SUPPORT JUSTRITE | SUPPLIED WITH A REMOVABLE, ADJUSTABLE HALF-DEPTH SHELF TO STORE CLASS III MATERIALS OR SPARE ACCESSORIES SUCH AS DRUM FUNNELS, VENTS AND ANTISTATIC WIRES. CABINETS ARE ALSO DESIGNED TO ACCOMMODATE A DRUM EQUIPPED WITH A PUMP OR FUNNEL SO THE CABINET | MAY BE USED AS A PUMPING STATION OR FOR WASTE ACCUMULATION. OPTIONAL ROLLER ASSEMBLIES FACILITATE THE MOVEMENT OF HEAVY DRUMS. MEETS APPROVAL & LISTING REGULATIONS: FM, N, O, U. |  |  | 2 | 40 | 15 | 0.6944 | CF | EA |  |  |  | 395 | 566 2 | US | 1 |  | 0 | STND | 30 | AF | IN | IN | IN | LN | WD | HT | P |  |  | O | O | O | O
GS-07F-238AA | JP-896223 | JUSTRITE | FLAMMABLE VERTICAL DRUM CABINET 55 GALL | JP-896223 | FLAMMABLE VERTICAL DRUM CABINET 55 GALLON GRAY SELF-CLOSING JUSTRITE | 65"H X34"WX34"D. SELF CLOSING MODEL. SUPPLIED WITH A REMOVABLE, ADJUSTABLE HALF-DEPTH SHELF TO STORE CLASS III MATERIALS OR SPARE ACCESSORIES SUCH AS DRUM FUNNELS, VENTS AND ANTISTATIC WIRES. CABINETS ARE ALSO DESIGNED TO ACCOMMODATE A DRUM EQU | IPPED WITH A PUMP OR FUNNEL SO THE CABINET MAY BE USED AS A PUMPING STATION OR FOR WASTE ACCUMULATION. THIS CABINET HAS DRUM SUPPORT BUT NO ROLLER ASSEMBLIES WHICH FACILITATE THE MOVEMENT OF HEAVY DRUMS. THIS SELF-CLOSE MODEL MEETS THE UNIFORM FIRE C | ODE. IT SHUTS AND LATCHES AUTOMATICALLY WHEN FUSIBLE LINKS MELT AT 165 F (74 C) UNDER FIRE CONDITIONS. MEETS APPROVAL & LISTING REGULATIONS: FM, N, O, U. |  | 2 | 32 | 19 | 0.7037 | CF | EA |  |  |  | 393 | 566 2 | US | 1 |  | 0 | STND | 30 | AF | IN | IN | IN | LN | WD | HT | P |  |  | O | O | O | O
GS-07F-238AA | JP-8962253 | JUSTRITE | FLAMMABLE VERTICAL DRUM CABINET 55 GALL | JP-8962253 | FLAMMABLE VERTICAL DRUM CABINET 55 GALLON WHITE SELF-CLOSING JUSTRITE | 65"H X34"WX34"D. SELF CLOSING MODEL. SUPPLIED WITH A REMOVABLE, ADJUSTABLE HALF-DEPTH SHELF TO STORE CLASS III MATERIALS OR SPARE ACCESSORIES SUCH AS DRUM FUNNELS, VENTS AND ANTISTATIC WIRES. CABINETS ARE ALSO DESIGNED TO ACCOMMODATE A DRUM EQU | IPPED WITH A PUMP OR FUNNEL SO THE CABINET MAY BE USED AS A PUMPING STATION OR FOR WASTE ACCUMULATION. THIS CABINET HAS DRUM SUPPORT BUT NO ROLLER ASSEMBLIES WHICH FACILITATE THE MOVEMENT OF HEAVY DRUMS. THIS SELF-CLOSE MODEL MEETS THE UNIFORM FIRE C | ODE. IT SHUTS AND LATCHES AUTOMATICALLY WHEN FUSIBLE LINKS MELT AT 165 F (74 C) UNDER FIRE CONDITIONS. MEETS APPROVAL & LISTING REGULATIONS: FM, N, O, U. |  | 3 | 45 | 1 | 0.0781 | CF | EA |  |  |  | 393 | 566 2 | US | 1 |  | 0 | STND | 30 | AF | IN | IN | IN | LN | WD | HT | P |  |  | O | O | O | O
GS-07F-238AA | JP-896260 | JUSTRITE | FLAMMABLE VERTICAL DRUM CABINET 55 GALL | JP-896260 | FLAMMABLE VERTICAL DRUM CABINET 55 GALLON , ROLLERS MANUAL JUSTRITE | 65"H X34"WX34"D. THIS VERTICAL DRUM STORAGE CABINET SAFELY HOUSES ONE 55 GALLON DRUM. ALL CABINETS ARE SUPPLIED WITH A REMOVABLE, ADJUSTABLE HALF-DEPTH SHELF TO STORE CLASS III MATERIALS OR SPARE ACCESSORIES SUCH AS DRUM FUNNELS, VENTS AND ANTI | STATIC WIRES. CABINETS ARE ALSO DESIGNED TO ACCOMMODATE A DRUM EQUIPPED WITH A PUMP OR FUNNEL SO THE CABINET MAY BE USED AS A PUMPING STATION OR FOR WASTE ACCUMULATION. THIS CABINET COMES WITH ROLLER ASSEMBLIES TO FACILITATE THE MOVEMENT OF HEAVY DRU | MS. MEETS APPROVAL & LISTING REGULATIONS: FM, N, O. |  | 7 | 5 | 4 | 0.081 | CF | EA |  |  |  | 391 | 540 16 | US | 1 |  | 0 | STND | 30 | AF | IN | IN | IN | LN | WD | HT | P |  |  | O | O | O | O
GS-07F-238AA | JP-896261 | JUSTRITE | FLAMMABLE VERTICAL DRUM CABINET 55 GALL | JP-896261 | FLAMMABLE VERTICAL DRUM CABINET 55 GALLON , ROLLERS RED MANUAL JUSTRITE | 65"H X34"WX34"D. SUPPLIED WITH A REMOVABLE, ADJUSTABLE HALF-DEPTH SHELF TO STORE CLASS III MATERIALS OR SPARE ACCESSORIES SUCH AS DRUM FUNNELS, VENTS AND ANTISTATIC WIRES. CABINETS ARE ALSO DESIGNED TO ACCOMMODATE A DRUM EQUIPPED WITH A PUMP OR | FUNNEL SO THE CABINET MAY BE USED AS A PUMPING STATION OR FOR WASTE ACCUMULATION. THESE CABINETS ARE OFFERED WITH ROLLER ASSEMBLIES WHICH FACILITATE THE MOVEMENT OF HEAVY DRUMS. MEETS APPROVAL & LISTING REGULATIONS: FM, N, O. |  |  | 11 | 10 | 10 | 0.6366 | CF | EA |  |  |  | 391 | 540 16 | US | 1 |  | 0 | STND | 30 | AF | IN | IN | IN | LN | WD | HT | P |  |  | O | O | O | O
GS-07F-238AA | JP-896262 | JUSTRITE | ACID VERTICAL DRUM CABINET 55 GAL WI | JP-896262 | ACID VERTICAL DRUM CABINET 55 GALLON , ROLLERS BLUE MANUAL JUSTRITE | SUPPLIED WITH A REMOVABLE, ADJUSTABLE HALF-DEPTH SHELF TO STORE CLASS III MATERIALS OR SPARE ACCESSORIES SUCH AS DRUM FUNNELS, VENTS AND ANTISTATIC WIRES. CABINETS ARE ALSO DESIGNED TO ACCOMMODATE A DRUM EQUIPPED WITH A PUMP OR FUNNEL SO THE CABINET | MAY BE USED AS A PUMPING STATION OR FOR WASTE ACCUMULATION. CABINETS ARE OFFERED WITH ROLLER ASSEMBLIES WHICH FACILITATE THE MOVEMENT OF HEAVY DRUMS. MEETS APPROVAL & LISTING REGULATIONS: FM, N, O. |  |  | 14 | 10 | 10 | 0.8102 | CF | EA |  |  |  | 393 | 540 16 | US | 1 |  | 0 | STND | 30 | AF | IN | IN | IN | LN | WD | HT | P |  |  | O | O | O | O
GS-07F-238AA | JP-896263 | JUSTRITE | FLAMMABLE VERTICAL DRUM CABINET 55 GALL | JP-896263 | FLAMMABLE VERTICAL DRUM CABINET 55 GALLON , ROLLERS GRAY MANUAL JUSTRITE | 65"H X34"WX34"D. SUPPLIED WITH A REMOVABLE, ADJUSTABLE HALF-DEPTH SHELF TO STORE CLASS III MATERIALS OR SPARE ACCESSORIES SUCH AS DRUM FUNNELS, VENTS AND ANTISTATIC WIRES. CABINETS ARE ALSO DESIGNED TO ACCOMMODATE A DRUM EQUIPPED WITH A PUMP OR | FUNNEL SO THE CABINET MAY BE USED AS A PUMPING STATION OR FOR WASTE ACCUMULATION. THESE CABINETS ARE OFFERED WITH ROLLER ASSEMBLIES WHICH FACILITATE THE MOVEMENT OF HEAVY DRUMS. MEETS APPROVAL & LISTING REGULATIONS: FM, N, O. |  |  | 16 | 10 | 10 | 0.9259 | CF | EA |  |  |  | 391 | 540 16 | US | 1 |  | 0 | STND | 30 | AF | IN | IN | IN | LN | WD | HT | P |  |  | O | O | O | O
GS-07F-238AA | JP-896264 | JUSTRITE | PESTICIDE VERTICAL DRUM CABINET 55 GALL | JP-896264 | PESTICIDE VERTICAL DRUM CABINET 55 GALLON , ROLLERS GREEN MANUAL JUSTRITE | SAFELY STORE DRUMS OF PESTICIDES IN A SAFETY CABINET SPECIFICALLY DESIGNED TO CONTAIN INCIDENTAL LEAKS. DRUM CABINETS INCLUDE ROLLERS AT THE BOTTOM TO FACILITATE LOADING AND UNLOADING OF HEAVY, LIQUID FILLED DRUMS. THE CABINET IS TALL ENOUGH TO ACCOM | MODATE DRUMS EQUIPPED WITH A PUMP OR FUNNEL AND HAS ONE ADJUSTABLE SHELF WITH A POLYETHYLENE LINER. MEETS APPROVAL & LISTING REGULATIONS: FM, N, O. |  |  | 13 | 12 | 12 | 1.0833 | CF | EA |  |  |  | 391 | 540 16 | US | 1 |  | 0 | STND | 30 | AF | IN | IN | IN | LN | WD | HT | P |  |  | O | O | O | O
GS-07F-238AA | JP-896265 | JUSTRITE | FLAMMABLE VERTICAL DRUM CABINET 55 GALL | JP-896265 | FLAMMABLE VERTICAL DRUM CABINET 55 GALLON , ROLLERS WHITE MANUAL JUSTRITE | 65"H X34"WX34"D. SUPPLIED WITH A REMOVABLE, ADJUSTABLE HALF-DEPTH SHELF TO STORE CLASS III MATERIALS OR SPARE ACCESSORIES SUCH AS DRUM FUNNELS, VENTS AND ANTISTATIC WIRES. CABINETS ARE ALSO DESIGNED TO ACCOMMODATE A DRUM EQUIPPED WITH A PUMP OR | FUNNEL SO THE CABINET MAY BE USED AS A PUMPING STATION OR FOR WASTE ACCUMULATION. THESE CABINETS ARE OFFERED WITH ROLLER ASSEMBLIES WHICH FACILITATE THE MOVEMENT OF HEAVY DRUMS. MEETS APPROVAL & LISTING REGULATIONS: FM, N, O. |  |  | 13 | 12 | 12 | 1.0833 | CF | EA |  |  |  | 391 | 540 16 | US | 1 |  | 0 | STND | 30 | AF | IN | IN | IN | LN | WD | HT | P |  |  | O | O | O | O
GS-07F-238AA | JP-896270 | JUSTRITE | FLAMMABLE VERTICAL DRUM CABINET 55 GALL | JP-896270 | FLAMMABLE VERTICAL DRUM CABINET 55 GALLON , ROLLERS SELF-CLOSING JUSTRITE | 65"H X34"WX34"D. THIS SELF-CLOSING VERTICAL DRUM STORAGE CABINET SAFELY HOUSES ONE 55 GALLON DRUM. ALL CABINETS ARE SUPPLIED WITH A REMOVABLE, ADJUSTABLE HALF-DEPTH SHELF TO STORE CLASS III MATERIALS OR SPARE ACCESSORIES SUCH AS DRUM FUNNELS, V | ENTS AND ANTISTATIC WIRES. CABINETS ARE ALSO DESIGNED TO ACCOMMODATE A DRUM EQUIPPED WITH A PUMP OR FUNNEL SO THE CABINET MAY BE USED AS A PUMPING STATION OR FOR WASTE ACCUMULATION. THIS CABINET COMES WITH ROLLER ASSEMBLIES TO FACILITATE THE MOVEMENT | OF HEAVY DRUMS. MEETS APPROVAL & LISTING REGULATIONS: FM, N, O, U. |  | 19 | 12 | 12 | 1.5833 | CF | EA |  |  |  | 393 | 540 16 | US | 1 |  | 0 | STND | 30 | AF | IN | IN | IN | LN | WD | HT | P |  |  | O | O | O | O
GS-07F-238AA | JP-896271 | JUSTRITE | FLAMMABLE VERTICAL DRUM CABINET 55 GALL | JP-896271 | FLAMMABLE VERTICAL DRUM CABINET 55 GALLON , ROLLERS RED SELF-CLOSING JUSTRITE | 65"H X34"WX34"D. SELF CLOSING MODEL. SUPPLIED WITH A REMOVABLE, ADJUSTABLE HALF-DEPTH SHELF TO STORE CLASS III MATERIALS OR SPARE ACCESSORIES SUCH AS DRUM FUNNELS, VENTS AND ANTISTATIC WIRES. CABINETS ARE ALSO DESIGNED TO ACCOMMODATE A DRUM EQU | IPPED WITH A PUMP OR FUNNEL SO THE CABINET MAY BE USED AS A PUMPING STATION OR FOR WASTE ACCUMULATION. THESE CABINETS ARE OFFERED WITH ROLLER ASSEMBLIES WHICH FACILITATE THE MOVEMENT OF HEAVY DRUMS. THIS SELF-CLOSE MODEL MEETS THE UNIFORM FIRE CODE. | IT SHUTS AND LATCHES AUTOMATICALLY WHEN FUSIBLE LINKS MELT AT 165 F (74 C) UNDER FIRE CONDITIONS. MEETS APPROVAL & LISTING REGULATIONS: FM, N, O, U. |  | 19 | 12 | 12 | 1.5833 | CF | EA |  |  |  | 393 | 540 16 | US | 1 |  | 0 | STND | 30 | AF | IN | IN | IN | LN | WD | HT | P |  |  | O | O | O | O
GS-07F-238AA | JP-896272 | JUSTRITE | ACID VERTICAL DRUM CABINET 55 GAL WI | JP-896272 | ACID VERTICAL DRUM CABINET 55 GALLON , ROLLERS BLUE SELF-CLOSING JUSTRITE | SUPPLIED WITH A REMOVABLE, ADJUSTABLE HALF-DEPTH SHELF TO STORE CLASS III MATERIALS OR SPARE ACCESSORIES SUCH AS DRUM FUNNELS, VENTS AND ANTISTATIC WIRES. CABINETS ARE ALSO DESIGNED TO ACCOMMODATE A DRUM EQUIPPED WITH A PUMP OR FUNNEL SO THE CABINET | MAY BE USED AS A PUMPING STATION OR FOR WASTE ACCUMULATION. CABINETS ARE OFFERED WITH ROLLER ASSEMBLIES WHICH FACILITATE THE MOVEMENT OF HEAVY DRUMS. MEETS APPROVAL & LISTING REGULATIONS: FM, N, O, U. |  |  | 19 | 12 | 12 | 1.5833 | CF | EA |  |  |  | 395 | 540 16 | US | 1 |  | 0 | STND | 30 | AF | IN | IN | IN | LN | WD | HT | P |  |  | O | O | O | O
GS-07F-238AA | JP-896273 | JUSTRITE | FLAMMABLE VERTICAL DRUM CABINET 55 GALL | JP-896273 | FLAMMABLE VERTICAL DRUM CABINET 55 GALLON , ROLLERS GRAY SELF-CLOSING JUSTRITE | 65"H X34"WX34"D. SELF CLOSING MODEL. SUPPLIED WITH A REMOVABLE, ADJUSTABLE HALF-DEPTH SHELF TO STORE CLASS III MATERIALS OR SPARE ACCESSORIES SUCH AS DRUM FUNNELS, VENTS AND ANTISTATIC WIRES. CABINETS ARE ALSO DESIGNED TO ACCOMMODATE A DRUM EQU | IPPED WITH A PUMP OR FUNNEL SO THE CABINET MAY BE USED AS A PUMPING STATION OR FOR WASTE ACCUMULATION. THESE CABINETS ARE OFFERED WITH ROLLER ASSEMBLIES WHICH FACILITATE THE MOVEMENT OF HEAVY DRUMS. THIS SELF-CLOSE MODEL MEETS THE UNIFORM FIRE CODE. | IT SHUTS AND LATCHES AUTOMATICALLY WHEN FUSIBLE LINKS MELT AT 165 F (74 C) UNDER FIRE CONDITIONS. MEETS APPROVAL & LISTING REGULATIONS: FM, N, O, U. |  | 15 | 15 | 17 | 2.2135 | CF | EA |  |  |  | 393 | 540 16 | US | 1 |  | 0 | STND | 30 | AF | IN | IN | IN | LN | WD | HT | P |  |  | O | O | O | O
GS-07F-238AA | JP-896274 | JUSTRITE | PESTICIDE VERTICAL DRUM CABINET 55 GALL | JP-896274 | PESTICIDE VERTICAL DRUM CABINET 55 GALLON , ROLLERS GREEN SELF-CLOSING JUSTRITE | SAFELY STORE DRUMS OF PESTICIDES IN A SAFETY CABINET SPECIFICALLY DESIGNED TO CONTAIN INCIDENTAL LEAKS. DRUM CABINETS INCLUDE ROLLERS AT THE BOTTOM TO FACILITATE LOADING AND UNLOADING OF HEAVY, LIQUID FILLED DRUMS. THE CABINET IS TALL ENOUGH TO ACCOM | MODATE DRUMS EQUIPPED WITH A PUMP OR FUNNEL AND HAS ONE ADJUSTABLE SHELF WITH A POLYETHYLENE LINER. MEETS APPROVAL & LISTING REGULATIONS: FM, N, O, U. |  |  | 19 | 12 | 12 | 1.5833 | CF | EA |  |  |  | 393 | 540 16 | US | 1 |  | 0 | STND | 30 | AF | IN | IN | IN | LN | WD | HT | P |  |  | O | O | O | O
GS-07F-238AA | JP-896275 | JUSTRITE | FLAMMABLE VERTICAL DRUM CABINET 55 GALL | JP-896275 | FLAMMABLE VERTICAL DRUM CABINET 55 GALLON W/ ROLLERS WHITE SELF-CLOSING JUSTRITE | 65"H X34"WX34"D. SELF CLOSING MODEL. SUPPLIED WITH A REMOVABLE, ADJUSTABLE HALF-DEPTH SHELF TO STORE CLASS III MATERIALS OR SPARE ACCESSORIES SUCH AS DRUM FUNNELS, VENTS AND ANTISTATIC WIRES. CABINETS ARE ALSO DESIGNED TO ACCOMMODATE A DRUM EQU | IPPED WITH A PUMP OR FUNNEL SO THE CABINET MAY BE USED AS A PUMPING STATION OR FOR WASTE ACCUMULATION. THESE CABINETS ARE OFFERED WITH ROLLER ASSEMBLIES WHICH FACILITATE THE MOVEMENT OF HEAVY DRUMS. THIS SELF-CLOSE MODEL MEETS THE UNIFORM FIRE CODE. | IT SHUTS AND LATCHES AUTOMATICALLY WHEN FUSIBLE LINKS MELT AT 165 F (74 C) UNDER FIRE CONDITIONS. MEETS APPROVAL & LISTING REGULATIONS: FM, N, O, U. |  | 19 | 12 | 12 | 1.5833 | CF | EA |  |  |  | 393 | 540 16 | US | 1 |  | 0 | STND | 30 | AF | IN | IN | IN | LN | WD | HT | P |  |  | O | O | O | O
GS-07F-238AA | JP-899000 | JUSTRITE | FLAMMABLE SAFETY CABINET 90 GAL MANU | JP-899000 | FLAMMABLE SAFETY CABINET 90 GALLON MANUAL JUSTRITE | 65"H X43"WX34"D, YELLOW. SURE-GRIP EX IS DESIGNED TO MAKE THE WORKPLACE EX-TRA SAFE AND EX-TRA SECURE. FEATURES INCLUDE: BUILT-IN GROUNDING CONNECTOR PREVENTS STATIC BUILDUP. DOUBLE-WALL CONSTRUCTION WITH 1 (38MM) INSULATING AIR SPACE. STURDY 1 | 8-GAUGE (1MM) STEEL, WELDED FOR STRENGTH, LONG LIFE AND GREATER FIRE PROTECTION. EXCLUSIVE U LOC HANDLE INCLUDES TWO KEYS AND ACCEPTS AN OPTIONAL PADLOCK FOR SECURITY FEATURES SUCH AS DIFFERENT KEYING OR MASTER KEYING. PADDLE HANDLE WITH SLIP RESISTA | NT STRIP OFFERS EASY FINGERTIP OPERATION AND REDUCES DANGEROUS CATCHES FROM PASSING TRAFFIC THREE-POINT, STAINLESS STEEL BULLET SELF LATCHING SYSTEM FOR OPTIMUM LONGEVITY WITH INCREASED HEAT RESISTANCE. ROUNDED SAFETY CORNERS ON DOORS. 2 (51MM) LEAK |  | 15 | 15 | 17 | 2.2135 | CF | EA |  |  |  | 434 | 540 16 | US | 1 |  | 0 | STND | 30 | AF | IN | IN | IN | LN | WD | HT | P |  |  | O | O | O | O
GS-07F-238AA | JP-899001 | JUSTRITE | FLAMMABLE SAFETY CABINET 90 GAL RED | JP-899001 | FLAMMABLE SAFETY CABINET 90 GALLON RED MANUAL JUSTRITE | 65"H X43"WX34"D. CABINETS ARE STURDILY CONSTRUCTED OF ALL-WELDED, 18-GAUGE (1MM), DOUBLE-WALLED STEEL WITH 1.5" (38MM) OF INSULATING AIR SPACE FOR FIRE RESISTANCE. FAIL-SAFE, 3-POINT SELF-LATCHING SYSTEM PROVIDES EASY, POSITIVE DOOR CLOSURE. | DURABLE STAINLESS STEEL BULLET LATCHES OFFER OPTIMUM LONGEVITY WITH INCREASED HEAT RESISTANCE. U-LOC PADLOCK ABLE PADDLE HANDLE WITH SLIP RESISTANT GRIP OFFERS EASY FINGERTIP OPERATION AND REDUCES DANGEROUS " CATCHES' FROM PASSING TRAFFIC. | HANDLE IS SUPPLIED WITH TWO KEYS AND ACCEPTS A NO. 5 MASTER LOCK PADLOCK FOR ADDED SECURITY. HAZ-ALERT REFLECTIVE LABELING WITH HIGH VISIBILITY UNDER FIRE CONDITIONS OR POWER OUTAGES. STURDY GALVANIZED STEEL SPILL SLOPE SHELVES SAFELY DIRECT INCIDEN |  | 19 | 12 | 12 | 1.5833 | CF | EA |  |  |  | 434 | 540 16 | US | 1 |  | 0 | STND | 30 | AF | IN | IN | IN | LN | WD | HT | P |  |  | O | O | O | O
GS-07F-238AA | JP-899002 | JUSTRITE | ACID SAFETY CABINET 90 GAL BLUE MANU | JP-899002 | ACID SAFETY CABINET 90 GALLON BLUE MANUAL JUSTRITE | JUSTRITE STEEL CABINET FEATURE A U-LOC PADLOCK ABLE PADDLE HANDLE WITH SLIP RESISTANT GRIP WHICH REDUCES DANGEROUS " CATCHES' FROM PASSING TRAFFIC, AND A LOCKING HANDLE SUPPLIED WITH TWO KEYS (ACCEPTS A NO. 5 MASTER LOCK PADLOCK FOR ADDED SECURITY). | HAZ-ALERT REFLECTIVE LABELING WITH HIGH VISIBILITY UNDER FIRE CONDITIONS OR POWER OUTAGES, STURDY GALVANIZED STEEL SPILL SLOPE SHELVES, LEAK PROOF SUMP. SHELVES MEET ANSI MH28.1 2" (51MM) LEAK TIGHT | LEAK-PROOF SUMP, DUAL VENTS WITH FLAME ARRESTORS, 4 ADJUSTABLE LEVELING FEET, GROUNDING CONNECTOR, AND HAZARD WARNING IN THREE LANGUAGES. TO RESIST AGGRESSIVE CHEMICALS, ACID CABINETS INCLUDE POLYETHYLENE TRAYS ATTACHED TO GALVANIZED STEEL SHELVES |  | 11 | 10 | 10 | 0.6366 | CF | EA |  |  |  | 436 | 540 16 | US | 1 |  | 0 | STND | 30 | AF | IN | IN | IN | LN | WD | HT | P |  |  | O | O | O | O
GS-07F-238AA | JP-899003 | JUSTRITE | FLAMMABLE SAFETY CABINET 90 GAL GRAY | JP-899003 | FLAMMABLE SAFETY CABINET 90 GALLON GRAY MANUAL JUSTRITE | 65"H X43"WX34"D. CABINETS ARE STURDILY CONSTRUCTED OF ALL-WELDED, 18-GAUGE (1MM), DOUBLE-WALLED STEEL WITH 1.5" (38MM) OF INSULATING AIR SPACE FOR FIRE RESISTANCE. FAIL-SAFE, 3-POINT SELF-LATCHING SYSTEM PROVIDES EASY, POSITIVE DOOR CLOSURE. | DURABLE STAINLESS STEEL BULLET LATCHES OFFER OPTIMUM LONGEVITY WITH INCREASED HEAT RESISTANCE. U-LOC PADLOCK ABLE PADDLE HANDLE WITH SLIP RESISTANT GRIP OFFERS EASY FINGERTIP OPERATION AND REDUCES DANGEROUS " CATCHES' FROM PASSING TRAFFIC. | HANDLE IS SUPPLIED WITH TWO KEYS AND ACCEPTS A NO. 5 MASTER LOCK PADLOCK FOR ADDED SECURITY. HAZ-ALERT REFLECTIVE LABELING WITH HIGH VISIBILITY UNDER FIRE CONDITIONS OR POWER OUTAGES. STURDY GALVANIZED STEEL SPILL SLOPE SHELVES SAFELY DIRECT INCIDEN |  | 14 | 10 | 10 | 0.8102 | CF | EA |  |  |  | 434 | 540 16 | US | 1 |  | 0 | STND | 30 | AF | IN | IN | IN | LN | WD | HT | P |  |  | O | O | O | O
GS-07F-238AA | JP-899004 | JUSTRITE | PESTICIDE STORAGE CABINET 90 GAL GRE | JP-899004 | PESTICIDE STORAGE CABINET 90 GALLON GREEN MANUAL JUSTRITE | CABINETS ARE STURDILY CONSTRUCTED OF ALL-WELDED, 18-GAUGE (1MM), DOUBLE-WALLED STEEL WITH 1.5" (38MM) OF INSULATING AIR SPACE FOR FIRE RESISTANCE. FAIL-SAFE, 3-POINT SELF-LATCHING SYSTEM PROVIDES EASY, POSITIVE DOOR CLOSURE. | BULLET LATCHES OFFER OPTIMUM LONGEVITY WITH INCREASED HEAT RESISTANCE. U-LOC PADLOCK ABLE PADDLE HANDLE WITH SLIP RESISTANT GRIP OFFERS EASY FINGERTIP OPERATION AND REDUCES DANGEROUS " CATCHES' FROM PASSING TRAFFIC. | H TWO KEYS AND ACCEPTS A NO. 5 MASTER LOCK PADLOCK FOR ADDED SECURITY. HAZ-ALERT REFLECTIVE LABELING WITH HIGH VISIBILITY UNDER FIRE CONDITIONS OR POWER OUTAGES. STURDY GALVANIZED STEEL SPILL SLOPE SHELVES SAFELY DIRECT INCIDENTAL SPILLS TO BACK AND |  | 13 | 12 | 12 | 1.0833 | CF | EA |  |  |  | 436 | 540 16 | US | 1 |  | 0 | STND | 30 | AF | IN | IN | IN | LN | WD | HT | P |  |  | O | O | O | O
GS-07F-238AA | JP-899005 | JUSTRITE | FLAMMABLE SAFETY CABINET 90 GAL WHIT | JP-899005 | FLAMMABLE SAFETY CABINET 90 GALLON WHITE MANUAL JUSTRITE | 65"H X43"WX34"D. CABINETS ARE STURDILY CONSTRUCTED OF ALL-WELDED, 18-GAUGE (1MM), DOUBLE-WALLED STEEL WITH 1.5" (38MM) OF INSULATING AIR SPACE FOR FIRE RESISTANCE. FAIL-SAFE, 3-POINT SELF-LATCHING SYSTEM PROVIDES EASY, POSITIVE DOOR CLOSURE. | DURABLE STAINLESS STEEL BULLET LATCHES OFFER OPTIMUM LONGEVITY WITH INCREASED HEAT RESISTANCE. U-LOC PADLOCK ABLE PADDLE HANDLE WITH SLIP RESISTANT GRIP OFFERS EASY FINGERTIP OPERATION AND REDUCES DANGEROUS " CATCHES' FROM PASSING TRAFFIC. | HANDLE IS SUPPLIED WITH TWO KEYS AND ACCEPTS A NO. 5 MASTER LOCK PADLOCK FOR ADDED SECURITY. HAZ-ALERT REFLECTIVE LABELING WITH HIGH VISIBILITY UNDER FIRE CONDITIONS OR POWER OUTAGES. STURDY GALVANIZED STEEL SPILL SLOPE SHELVES SAFELY DIRECT INCIDEN |  | 13 | 12 | 12 | 1.0833 | CF | EA |  |  |  | 434 | 540 16 | US | 1 |  | 0 | STND | 30 | AF | IN | IN | IN | LN | WD | HT | P |  |  | O | O | O | O
GS-07F-238AA | JP-899020 | JUSTRITE | FLAMMABLE SAFETY CABINET 90 GAL SELF | JP-899020 | FLAMMABLE SAFETY CABINET 90 GALLONS ELF-CLOSING JUSTRITE | 65"H X43"WX34"D, YELLOW. SELF-CLOSE MODEL MEETS THE UNIFORM FIRE CODE. THESE CABINETS SHUT AND LATCH AUTOMATICALLY WHEN FUSIBLE LINKS MELT AT 165 F (74 C) UNDER FIRE CONDITIONS. PATENTED, CONCEALED CLOSING MECHANISM IN SELF-CLOSE STYLE MAXIMIZE | S AVAILABLE SHELF SPACE AND MINIMIZES RISK OF DAMAGE TO THE MECHANISM. SURE-GRIP EX IS DESIGNED TO MAKE THE WORKPLACE EX-TRA SAFE AND EX-TRA SECURE. FEATURES INCLUDE: BUILT-IN GROUNDING CONNECTOR PREVENTS STATIC BUILDUP. DOUBLE-WALL CONSTRUCTION WITH | 1 (38MM) INSULATING AIR SPACE. STURDY 18-GAUGE (1MM) STEEL, WELDED FOR STRENGTH, LONG LIFE AND GREATER FIRE PROTECTION. EXCLUSIVE U LOC HANDLE INCLUDES TWO KEYS AND ACCEPTS AN OPTIONAL PADLOCK FOR SECURITY FEATURES SUCH AS DIFFERENT KEYING OR MASTER |  | 19 | 12 | 12 | 1.5833 | CF | EA |  |  |  | 436 | 540 16 | US | 1 |  | 0 | STND | 30 | AF | IN | IN | IN | LN | WD | HT | P |  |  | O | O | O | O
GS-07F-238AA | JP-899021 | JUSTRITE | FLAMMABLE SAFETY CABINET 90 GAL RED | JP-899021 | FLAMMABLE SAFETY CABINET 90 GALLON RED SELF-CLOSING JUSTRITE | 65"H X43"WX34"D. CABINETS ARE STURDILY CONSTRUCTED OF ALL-WELDED, 18-GAUGE (1MM), DOUBLE-WALLED STEEL WITH 1.5" (38MM) OF INSULATING AIR SPACE FOR FIRE RESISTANCE. FAIL-SAFE, 3-POINT SELF-LATCHING SYSTEM PROVIDES EASY, POSITIVE DOOR CLOSURE. | DURABLE STAINLESS STEEL BULLET LATCHES OFFER OPTIMUM LONGEVITY WITH INCREASED HEAT RESISTANCE. U-LOC PADLOCK ABLE PADDLE HANDLE WITH SLIP RESISTANT GRIP OFFERS EASY FINGERTIP OPERATION AND REDUCES DANGEROUS " CATCHES' FROM PASSING TRAFFIC. | HANDLE IS SUPPLIED WITH TWO KEYS AND ACCEPTS A NO. 5 MASTER LOCK PADLOCK FOR ADDED SECURITY. HAZ-ALERT REFLECTIVE LABELING WITH HIGH VISIBILITY UNDER FIRE CONDITIONS OR POWER OUTAGES. STURDY GALVANIZED STEEL SPILL SLOPE SHELVES SAFELY DIRECT INCIDEN |  | 19 | 12 | 12 | 1.5833 | CF | EA |  |  |  | 436 | 540 16 | US | 1 |  | 0 | STND | 30 | AF | IN | IN | IN | LN | WD | HT | P |  |  | O | O | O | O
GS-07F-238AA | JP-899022 | JUSTRITE | ACID SAFETY CABINET 90 GAL BLUE SELF | JP-899022 | ACID SAFETY CABINET 90 GALLON BLUE SELF-CLOSING JUSTRITE | JUSTRITE STEEL CABINET FEATURE A U-LOC PADLOCK ABLE PADDLE HANDLE WITH SLIP RESISTANT GRIP WHICH REDUCES DANGEROUS " CATCHES' FROM PASSING TRAFFIC, AND A LOCKING HANDLE SUPPLIED WITH TWO KEYS (ACCEPTS A NO. 5 MASTER LOCK PADLOCK FOR ADDED SECURITY). | HAZ-ALERT REFLECTIVE LABELING WITH HIGH VISIBILITY UNDER FIRE CONDITIONS OR POWER OUTAGES, STURDY GALVANIZED STEEL SPILL SLOPE SHELVES, LEAK PROOF SUMP. SHELVES MEET ANSI MH28.1 2" (51MM) LEAK TIGHT | LEAK-PROOF SUMP, DUAL VENTS WITH FLAME ARRESTORS, 4 ADJUSTABLE LEVELING FEET, GROUNDING CONNECTOR, AND HAZARD WARNING IN THREE LANGUAGES. TO RESIST AGGRESSIVE CHEMICALS, ACID CABINETS INCLUDE POLYETHYLENE TRAYS ATTACHED TO GALVANIZED STEEL SHELVES |  | 14 | 12 | 14 | 1.3611 | CF | EA |  |  |  | 438 | 540 16 | US | 1 |  | 0 | STND | 30 | AF | IN | IN | IN | LN | WD | HT | P |  |  | O | O | O | O
GS-07F-238AA | JP-899023 | JUSTRITE | FLAMMABLE SAFETY CABINET 90 GAL GRAY | JP-899023 | FLAMMABLE SAFETY CABINET 90 GALLON GRAY SELF-CLOSING JUSTRITE | 65"H X43"WX34"D. CABINETS ARE STURDILY CONSTRUCTED OF ALL-WELDED, 18-GAUGE (1MM), DOUBLE-WALLED STEEL WITH 1.5" (38MM) OF INSULATING AIR SPACE FOR FIRE RESISTANCE. FAIL-SAFE, 3-POINT SELF-LATCHING SYSTEM PROVIDES EASY, POSITIVE DOOR CLOSURE. | DURABLE STAINLESS STEEL BULLET LATCHES OFFER OPTIMUM LONGEVITY WITH INCREASED HEAT RESISTANCE. U-LOC PADLOCK ABLE PADDLE HANDLE WITH SLIP RESISTANT GRIP OFFERS EASY FINGERTIP OPERATION AND REDUCES DANGEROUS " CATCHES' FROM PASSING TRAFFIC. | HANDLE IS SUPPLIED WITH TWO KEYS AND ACCEPTS A NO. 5 MASTER LOCK PADLOCK FOR ADDED SECURITY. HAZ-ALERT REFLECTIVE LABELING WITH HIGH VISIBILITY UNDER FIRE CONDITIONS OR POWER OUTAGES. STURDY GALVANIZED STEEL SPILL SLOPE SHELVES SAFELY DIRECT INCIDEN |  | 14 | 12 | 14 | 1.3611 | CF | EA |  |  |  | 436 | 540 16 | US | 1 |  | 0 | STND | 30 | AF | IN | IN | IN | LN | WD | HT | P |  |  | O | O | O | O
GS-07F-238AA | JP-899024 | JUSTRITE | PESTICIDE STORAGE CABINET 90 GAL GRE | JP-899024 | PESTICIDE STORAGE CABINET 90 GALLON GREEN SELF-CLOSING JUSTRITE | CABINETS ARE STURDILY CONSTRUCTED OF ALL-WELDED, 18-GAUGE (1MM), DOUBLE-WALLED STEEL WITH 1.5" (38MM) OF INSULATING AIR SPACE FOR FIRE RESISTANCE. FAIL-SAFE, 3-POINT SELF-LATCHING SYSTEM PROVIDES EASY, POSITIVE DOOR CLOSURE. | BULLET LATCHES OFFER OPTIMUM LONGEVITY WITH INCREASED HEAT RESISTANCE. U-LOC PADLOCK ABLE PADDLE HANDLE WITH SLIP RESISTANT GRIP OFFERS EASY FINGERTIP OPERATION AND REDUCES DANGEROUS " CATCHES' FROM PASSING TRAFFIC. | H TWO KEYS AND ACCEPTS A NO. 5 MASTER LOCK PADLOCK FOR ADDED SECURITY. HAZ-ALERT REFLECTIVE LABELING WITH HIGH VISIBILITY UNDER FIRE CONDITIONS OR POWER OUTAGES. STURDY GALVANIZED STEEL SPILL SLOPE SHELVES SAFELY DIRECT INCIDENTAL SPILLS TO BACK AND |  | 14 | 12 | 20 | 1.9444 | CF | EA |  |  |  | 438 | 540 16 | US | 1 |  | 0 | STND | 30 | AF | IN | IN | IN | LN | WD | HT | P |  |  | O | O | O | O
GS-07F-238AA | JP-899025 | JUSTRITE | FLAMMABLE SAFETY CABINET 90 GAL WHIT | JP-899025 | FLAMMABLE SAFETY CABINET 90 GALLON WHITE SELF-CLOSING JUSTRITE | 65"H X43"WX34"D. CABINETS ARE STURDILY CONSTRUCTED OF ALL-WELDED, 18-GAUGE (1MM), DOUBLE-WALLED STEEL WITH 1.5" (38MM) OF INSULATING AIR SPACE FOR FIRE RESISTANCE. FAIL-SAFE, 3-POINT SELF-LATCHING SYSTEM PROVIDES EASY, POSITIVE DOOR CLOSURE. | DURABLE STAINLESS STEEL BULLET LATCHES OFFER OPTIMUM LONGEVITY WITH INCREASED HEAT RESISTANCE. U-LOC PADLOCK ABLE PADDLE HANDLE WITH SLIP RESISTANT GRIP OFFERS EASY FINGERTIP OPERATION AND REDUCES DANGEROUS " CATCHES' FROM PASSING TRAFFIC. | HANDLE IS SUPPLIED WITH TWO KEYS AND ACCEPTS A NO. 5 MASTER LOCK PADLOCK FOR ADDED SECURITY. HAZ-ALERT REFLECTIVE LABELING WITH HIGH VISIBILITY UNDER FIRE CONDITIONS OR POWER OUTAGES. STURDY GALVANIZED STEEL SPILL SLOPE SHELVES SAFELY DIRECT INCIDEN |  | 14 | 12 | 20 | 1.9444 | CF | EA |  |  |  | 436 | 540 16 | US | 1 |  | 0 | STND | 30 | AF | IN | IN | IN | LN | WD | HT | P |  |  | O | O | O | O
GS-07F-238AA | JP-899060 | JUSTRITE | FLAMMABLE 2 DRUM CABINET W/ ROLLERS FOR | JP-899060 | FLAMMABLE 2-DRUM CABINET W/ ROLLERS FOR 30 GALLON DRUMS MANUAL JUSTRITE | 65"H X43"WX34"D. THIS VERTICAL DRUM STORAGE CABINET SAFELY HOUSES TWO 30 GALLON DRUMS. ALL CABINETS ARE SUPPLIED WITH A REMOVABLE, ADJUSTABLE HALF-DEPTH SHELF TO STORE CLASS III MATERIALS OR SPARE ACCESSORIES SUCH AS DRUM FUNNELS, VENTS AND ANT | ISTATIC WIRES. CABINETS ARE ALSO DESIGNED TO ACCOMMODATE A DRUM EQUIPPED WITH A PUMP OR FUNNEL SO THE CABINET MAY BE USED AS A PUMPING STATION OR FOR WASTE ACCUMULATION. THIS CABINET COMES WITH ROLLER ASSEMBLIES TO FACILITATE THE MOVEMENT OF HEAVY DR | UMS. MEETS APPROVAL & LISTING REGULATIONS: FM, N, O. |  | 5 | 5 | 48 | 0.6944 | CF | EA |  |  |  | 489 | 540 16 | US | 1 |  | 0 | STND | 30 | AF | IN | IN | IN | LN | WD | HT | P |  |  | O | O | O | O
GS-07F-238AA | JP-899061 | JUSTRITE | FLAMMABLE 2 DRUM CABINET W/ ROLLERS FOR | JP-899061 | FLAMMABLE 2-DRUM CABINET W/ ROLLERS FOR 30 GALLON DRUMS RED MANUAL JUSTRITE | 65"H X43"WX34"D. SUPPLIED WITH A REMOVABLE, ADJUSTABLE HALF-DEPTH SHELF TO STORE CLASS III MATERIALS OR SPARE ACCESSORIES SUCH AS DRUM FUNNELS, VENTS AND ANTISTATIC WIRES. CABINETS ARE ALSO DESIGNED TO ACCOMMODATE A DRUM EQUIPPED WITH A PUMP OR | FUNNEL SO THE CABINET MAY BE USED AS A PUMPING STATION OR FOR WASTE ACCUMULATION. THESE CABINETS ARE OFFERED WITH ROLLER ASSEMBLIES WHICH FACILITATE THE MOVEMENT OF HEAVY DRUMS. MEETS APPROVAL & LISTING REGULATIONS: FM, N, O. |  |  | 9 | 22 | 47 | 5.3854 | CF | EA |  |  |  | 489 | 540 16 | US | 1 |  | 0 | STND | 30 | AF | IN | IN | IN | LN | WD | HT | P |  |  | O | O | O | O
GS-07F-238AA | JP-899062 | JUSTRITE | VERTICAL DRUM CABINET 60 GAL ACID CA | JP-899062 | VERTICAL DRUM CABINET 60 GALLON ACID CABINET W/ ROLLERS BLUE MANUAL JUSTRITE | SUPPLIED WITH A REMOVABLE, ADJUSTABLE HALF-DEPTH SHELF TO STORE CLASS III MATERIALS OR SPARE ACCESSORIES SUCH AS DRUM FUNNELS, VENTS AND ANTISTATIC WIRES. CABINETS ARE ALSO DESIGNED TO ACCOMMODATE A DRUM EQUIPPED WITH A PUMP OR FUNNEL SO THE CABINET | MAY BE USED AS A PUMPING STATION OR FOR WASTE ACCUMULATION. CABINETS ARE OFFERED WITH ROLLER ASSEMBLIES WHICH FACILITATE THE MOVEMENT OF HEAVY DRUMS. MEETS APPROVAL & LISTING REGULATIONS: FM, N, O APPROVED. |  |  | 9 | 22 | 47 | 5.3854 | CF | EA |  |  |  | 489 | 540 16 | US | 1 |  | 0 | STND | 30 | AF | IN | IN | IN | LN | WD | HT | P |  |  | O | O | O | O
GS-07F-238AA | JP-899063 | JUSTRITE | FLAMMABLE 2 DRUM CABINET W/ ROLLERS FOR | JP-899063 | FLAMMABLE 2-DRUM CABINET W/ ROLLERS FOR 30 GALLON DRUMS GRAY MANUAL JUSTRITE | 65"H X43"WX34"D. JUSTRITE 2-30 GAL VERTICAL DRUM GRAY SAFETY CABINET FOR FLAMMABLES, 2 DOOR MANUAL EX SURE GRIP, WITH DRUM ROLLERS, MEETS APPROVAL & LISTING REGULATIONS: FM, N, O. |  |  |  | 40 | 27 | 26 | 16.25 | CF | EA |  |  |  | 489 | 566 2 | US | 1 |  | 0 | STND | 30 | AF | IN | IN | IN | LN | WD | HT | P |  |  | O | O | O | O
GS-07F-238AA | JP-899065 | JUSTRITE | FLAMMABLE 2 DRUM CABINET W/ ROLLERS FOR | JP-899065 | FLAMMABLE 2-DRUM CABINET W/ ROLLERS FOR 30 GALLON DRUMS WHITE MANUAL JUSTRITE | 65"H X43"WX34"D. JUSTRITE 2-30 GAL VERTICAL DRUM GRAY SAFETY CABINET FOR FLAMMABLES, 2 DOOR MANUAL EX SURE GRIP, WITH DRUM ROLLERS, MEETS APPROVAL & LISTING REGULATIONS: FM, N, O. |  |  |  | 40 | 27 | 26 | 16.25 | CF | EA |  |  |  | 489 | 566 2 | US | 1 |  | 0 | STND | 30 | AF | IN | IN | IN | LN | WD | HT | P |  |  | O | O | O | O
GS-07F-238AA | JP-899070 | JUSTRITE | FLAMMABLE 2 DRUM CABINET W/ ROLLERS FOR | JP-899070 | FLAMMABLE 2-DRUM CABINET W/ ROLLERS FOR 30 GALLON DRUMS SELF-CLOSING JUSTRITE | 65"H X43"WX34"D. THIS SELF-CLOSING VERTICAL DRUM STORAGE CABINET SAFELY HOUSES TWO 30 GALLON DRUMS. ALL CABINETS ARE SUPPLIED WITH A REMOVABLE, ADJUSTABLE HALF-DEPTH SHELF TO STORE CLASS III MATERIALS OR SPARE ACCESSORIES SUCH AS DRUM FUNNELS, | VENTS AND ANTISTATIC WIRES. CABINETS ARE ALSO DESIGNED TO ACCOMMODATE A DRUM EQUIPPED WITH A PUMP OR FUNNEL SO THE CABINET MAY BE USED AS A PUMPING STATION OR FOR WASTE ACCUMULATION. THIS CABINET COMES WITH ROLLER ASSEMBLIES TO FACILITATE THE MOVEMEN | T OF HEAVY DRUMS. MEETS APPROVAL & LISTING REGULATIONS: FM, N, O, U. |  | 40 | 27 | 26 | 16.25 | CF | EA |  |  |  | 491 | 566 2 | US | 1 |  | 0 | STND | 30 | AF | IN | IN | IN | LN | WD | HT | P |  |  | O | O | O | O
GS-07F-238AA | JP-899071 | JUSTRITE | FLAMMABLE 2 DRUM CABINET W/ ROLLERS FOR | JP-899071 | FLAMMABLE 2-DRUM CABINET W/ ROLLERS FOR 30 GALLON DRUMS RED SELF-CLOSING JUSTRITE | 65"H X43"WX34"D. SELF CLOSING MODEL. SUPPLIED WITH A REMOVABLE, ADJUSTABLE HALF-DEPTH SHELF TO STORE CLASS III MATERIALS OR SPARE ACCESSORIES SUCH AS DRUM FUNNELS, VENTS AND ANTISTATIC WIRES. CABINETS ARE ALSO DESIGNED TO ACCOMMODATE A DRUM EQU | IPPED WITH A PUMP OR FUNNEL SO THE CABINET MAY BE USED AS A PUMPING STATION OR FOR WASTE ACCUMULATION. THESE CABINETS ARE OFFERED WITH ROLLER ASSEMBLIES WHICH FACILITATE THE MOVEMENT OF HEAVY DRUMS. THIS SELF-CLOSE MODEL MEETS THE UNIFORM FIRE CODE. | IT SHUTS AND LATCHES AUTOMATICALLY WHEN FUSIBLE LINKS MELT AT 165 F (74 C) UNDER FIRE CONDITIONS. MEETS APPROVAL & LISTING REGULATIONS: FM, N, O, U. |  | 40 | 27 | 26 | 16.25 | CF | EA |  |  |  | 491 | 566 2 | US | 1 |  | 0 | STND | 30 | AF | IN | IN | IN | LN | WD | HT | P |  |  | O | O | O | O
GS-07F-238AA | JP-899073 | JUSTRITE | FLAMMABLE 2 DRUM CABINET W/ ROLLERS FOR | JP-899073 | FLAMMABLE 2-DRUM CABINET W/ ROLLERS FOR 30 GALLON DRUMS GRAY SELF-CLOSING JUSTRITE | 65"H X43"WX34"D. SELF CLOSING MODEL. SUPPLIED WITH A REMOVABLE, ADJUSTABLE HALF-DEPTH SHELF TO STORE CLASS III MATERIALS OR SPARE ACCESSORIES SUCH AS DRUM FUNNELS, VENTS AND ANTISTATIC WIRES. CABINETS ARE ALSO DESIGNED TO ACCOMMODATE A DRUM EQU | IPPED WITH A PUMP OR FUNNEL SO THE CABINET MAY BE USED AS A PUMPING STATION OR FOR WASTE ACCUMULATION. THESE CABINETS ARE OFFERED WITH ROLLER ASSEMBLIES WHICH FACILITATE THE MOVEMENT OF HEAVY DRUMS. THIS SELF-CLOSE MODEL MEETS THE UNIFORM FIRE CODE. | IT SHUTS AND LATCHES AUTOMATICALLY WHEN FUSIBLE LINKS MELT AT 165 F (74 C) UNDER FIRE CONDITIONS. MEETS APPROVAL & LISTING REGULATIONS: FM, N, O, U. |  | 40 | 27 | 26 | 16.25 | CF | EA |  |  |  | 491 | 566 2 | US | 1 |  | 0 | STND | 30 | AF | IN | IN | IN | LN | WD | HT | P |  |  | O | O | O | O
GS-07F-238AA | JP-899075 | JUSTRITE | FLAMMABLE 2 DRUM CABINET W/ ROLLERS FOR | JP-899075 | FLAMMABLE 2-DRUM CABINET W/ ROLLERS FOR 30 GALLON DRUMS WHITE SELF-CLOSING JUSTRITE | 65"H X43"WX34"D. SELF CLOSING MODEL. SUPPLIED WITH A REMOVABLE, ADJUSTABLE HALF-DEPTH SHELF TO STORE CLASS III MATERIALS OR SPARE ACCESSORIES SUCH AS DRUM FUNNELS, VENTS AND ANTISTATIC WIRES. CABINETS ARE ALSO DESIGNED TO ACCOMMODATE A DRUM EQU | IPPED WITH A PUMP OR FUNNEL SO THE CABINET MAY BE USED AS A PUMPING STATION OR FOR WASTE ACCUMULATION. THESE CABINETS ARE OFFERED WITH ROLLER ASSEMBLIES WHICH FACILITATE THE MOVEMENT OF HEAVY DRUMS. THIS SELF-CLOSE MODEL MEETS THE UNIFORM FIRE CODE. | IT SHUTS AND LATCHES AUTOMATICALLY WHEN FUSIBLE LINKS MELT AT 165 F (74 C) UNDER FIRE CONDITIONS. MEETS APPROVAL & LISTING REGULATIONS: FM, N, O, U. |  | 40 | 27 | 26 | 16.25 | CF | EA |  |  |  | 491 | 566 2 | US | 1 |  | 0 | STND | 30 | AF | IN | IN | IN | LN | WD | HT | P |  |  | O | O | O | O
GS-07F-238AA | JP-899080 | JUSTRITE | FLAMMABLE SAFETY CABINET 90 GAL SELF | JP-899080 | FLAMMABLE SAFETY CABINET 90 GALLONS ELF-CLOSING SLIDING DOOR JUSTRITE | 65"H X43"WX34"D, YELLOW. SELF-CLOSE MODEL MEETS THE UNIFORM FIRE CODE. THESE CABINETS SHUT AND LATCH AUTOMATICALLY WHEN FUSIBLE LINKS MELT AT 165 F (74 C) UNDER FIRE CONDITIONS. PATENTED, CONCEALED CLOSING MECHANISM IN SELF-CLOSE STYLE MAXIMIZE | S AVAILABLE SHELF SPACE AND MINIMIZES RISK OF DAMAGE TO THE MECHANISM. SURE-GRIP EX IS DESIGNED TO MAKE THE WORKPLACE EX-TRA SAFE AND EX-TRA SECURE. FEATURES INCLUDE: BUILT-IN GROUNDING CONNECTOR PREVENTS STATIC BUILDUP. DOUBLE-WALL CONSTRUCTION WITH | 1 (38MM) INSULATING AIR SPACE. STURDY 18-GAUGE (1MM) STEEL, WELDED FOR STRENGTH, LONG LIFE AND GREATER FIRE PROTECTION. EXCLUSIVE U LOC HANDLE INCLUDES TWO KEYS AND ACCEPTS AN OPTIONAL PADLOCK FOR SECURITY FEATURES SUCH AS DIFFERENT KEYING OR MASTER |  | 40 | 27 | 26 | 16.25 | CF | EA |  |  |  | 436 | 566 2 | US | 1 |  | 0 | STND | 30 | AF | IN | IN | IN | LN | WD | HT | P |  |  | O | O | O | O
GS-07F-238AA | JP-899082 | JUSTRITE | ACID SAFETY CABINET 90 GAL BLUE SELF | JP-899082 | ACID SAFETY CABINET 90 GALLON BLUE SELF-CLOSING JUSTRITE 1 SLIDING DOOR | JUSTRITE STEEL CABINET FEATURE A U-LOC PADLOCK ABLE PADDLE HANDLE WITH SLIP RESISTANT GRIP WHICH REDUCES DANGEROUS " CATCHES' FROM PASSING TRAFFIC, AND A LOCKING HANDLE SUPPLIED WITH TWO KEYS (ACCEPTS A NO. 5 MASTER LOCK PADLOCK FOR ADDED SECURITY). | HAZ-ALERT REFLECTIVE LABELING WITH HIGH VISIBILITY UNDER FIRE CONDITIONS OR POWER OUTAGES, STURDY GALVANIZED STEEL SPILL SLOPE SHELVES, LEAK PROOF SUMP. SHELVES MEET ANSI MH28.1 2" (51MM) LEAK TIGHT | LEAK-PROOF SUMP, DUAL VENTS WITH FLAME ARRESTORS, 4 ADJUSTABLE LEVELING FEET, GROUNDING CONNECTOR, AND HAZARD WARNING IN THREE LANGUAGES. TO RESIST AGGRESSIVE CHEMICALS, ACID CABINETS INCLUDE POLYETHYLENE TRAYS ATTACHED TO GALVANIZED STEEL SHELVES |  | 40 | 33 | 26 | 19.8611 | CF | EA |  |  |  | 438 | 566 2 | US | 1 |  | 0 | STND | 30 | AF | IN | IN | IN | LN | WD | HT | P |  |  | O | O | O | O
GS-07F-238AA | JP-899100 | JUSTRITE | FLAMMABLE 2 DRUM SAFETY CABINET FOR 55 G | JP-899100 | FLAMMABLE 2-DRUM SAFETY CABINET FOR 55 GALLON DRUMS MANUAL JUSTRITE | 65"H X59"WX34"D. THIS VERTICAL DRUM STORAGE CABINET SAFELY HOUSES TWO 55 GALLON DRUMS. ALL CABINETS ARE SUPPLIED WITH A REMOVABLE, ADJUSTABLE HALF-DEPTH SHELF TO STORE CLASS III MATERIALS OR SPARE ACCESSORIES SUCH AS DRUM FUNNELS, VENTS AND ANT | ISTATIC WIRES. CABINETS ARE ALSO DESIGNED TO ACCOMMODATE A DRUM EQUIPPED WITH A PUMP OR FUNNEL SO THE CABINET MAY BE USED AS A PUMPING STATION OR FOR WASTE ACCUMULATION. THIS CABINET DOES NOT COME WITH ROLLER ASSEMBLIES TO FACILITATE THE MOVEMENT OF | HEAVY DRUMS. OSHA CODE 29CFR 1910.106 STATES THAT NOT MORE THAN 60 GALLONS MAY BE CLASS I AND II LIQUIDS. MEETS APPROVAL & LISTING REGULATIONS: N, O. |  | 40 | 33 | 26 | 19.8611 | CF | EA |  |  |  | 610 | 566 2 | US | 1 |  | 0 | STND | 30 | AF | IN | IN | IN | LN | WD | HT | P |  |  | O | O | O | O
GS-07F-238AA | JP-899101 | JUSTRITE | FLAMMABLE 2 DRUM CABINET W/ SUPPORTS FOR | JP-899101 | FLAMMABLE 2-DRUM CABINET W/ SUPPORTS FOR 55 GALLON DRUMS RED MANUAL JUSTRITE | 65"H X59"WX34"D. SUPPLIED WITH A REMOVABLE, ADJUSTABLE HALF-DEPTH SHELF TO STORE CLASS III MATERIALS OR SPARE ACCESSORIES SUCH AS DRUM FUNNELS, VENTS AND ANTISTATIC WIRES. CABINETS ARE ALSO DESIGNED TO ACCOMMODATE A DRUM EQUIPPED WITH A PUMP OR | FUNNEL SO THE CABINET MAY BE USED AS A PUMPING STATION OR FOR WASTE ACCUMULATION. THIS CABINET HAS DRUM SUPPORT BUT NO ROLLER ASSEMBLIES WHICH FACILITATE THE MOVEMENT OF HEAVY DRUMS. MEETS APPROVAL & LISTING REGULATIONS: N, O. |  |  | 40 | 39 | 26 | 23.4722 | CF | EA |  |  |  | 610 | 566 2 | US | 1 |  | 0 | STND | 30 | AF | IN | IN | IN | LN | WD | HT | P |  |  | O | O | O | O
GS-07F-238AA | JP-899102 | JUSTRITE | VERTICAL 2 DRUM CABINET W/ DRUM SUPPORT | JP-899102 | VERTICAL 2-DRUM CABINET W/ DRUM SUPPORT ACID STORAGE BLUE MANUAL JUSTRITE | JUSTRITE 110 GAL VERTICAL DRUM BLUE SAFETY CABINET FOR FLAMMABLES HOLDS 2-55 GAL DRUMS, 2 DOOR MANUAL, EX SURE GRIP, WITH DRUM SUPPORT. MEETS APPROVAL & LISTING REGULATIONS: N,O. |  |  |  | 40 | 39 | 26 | 23.4722 | CF | EA |  |  |  | 612 | 566 2 | US | 1 |  | 0 | STND | 30 | AF | IN | IN | IN | LN | WD | HT | P |  |  | O | O | O | O
GS-07F-238AA | JP-899103 | JUSTRITE | FLAMMABLE VERTICAL DOUBLE DRUM CABINET W | JP-899103 | FLAMMABLE VERTICAL DOUBLE DRUM CABINET W/ SUPPORT 2 DRUM GRAY MANUAL JUSTRITE | 65"H X59"WX34"D. SUPPLIED W/ A REMOVABLE, ADJUSTABLE HALF-DEPTH SHELF TO STORE CLASS III MATERIALS OR SPARE ACCESSORIES SUCH AS DRUM FUNNELS, VENTS AND ANTISTATIC WIRES. CABINETS ARE ALSO DESIGNED TO ACCOMMODATE A DRUM EQUIPPED W/ A PUMP OR FUN | NEL SO THE CABINET MAY BE USED AS A PUMPING STATION OR FOR WASTE ACCUMULATION. THIS CABINET HAS DRUM SUPPORT BUT NO ROLLER ASSEMBLIES WHICH FACILITATE THE MOVEMENT OF HEAVY DRUMS. MEETS APPROVAL & LISTING REGULATIONS: N, O. |  |  | 40 | 39 | 26 | 23.4722 | CF | EA |  |  |  | 610 | 566 2 | US | 1 |  | 0 | STND | 30 | AF | IN | IN | IN | LN | WD | HT | P |  |  | O | O | O | O
GS-07F-238AA | JP-8991053 | JUSTRITE | FLAMMABLE VERTICAL DRUM CABINET 2 DRUM | JP-8991053 | FLAMMABLE VERTICAL DRUM CABINET 2 DRUM WHITE MANUAL JUSTRITE | 65"H X59"WX34"D. SUPPLIED WITH A REMOVABLE, ADJUSTABLE HALF-DEPTH SHELF TO STORE CLASS III MATERIALS OR SPARE ACCESSORIES SUCH AS DRUM FUNNELS, VENTS AND ANTISTATIC WIRES. CABINETS ARE ALSO DESIGNED TO ACCOMMODATE A DRUM EQUIPPED WITH A PUMP OR | FUNNEL SO THE CABINET MAY BE USED AS A PUMPING STATION OR FOR WASTE ACCUMULATION. THIS CABINET HAS DRUM SUPPORT BUT NO ROLLER ASSEMBLIES WHICH FACILITATE THE MOVEMENT OF HEAVY DRUMS. MEETS APPROVAL & LISTING REGULATIONS: N, O. |  |  | 40 | 39 | 26 | 23.4722 | CF | EA |  |  |  | 610 | 566 2 | US | 1 |  | 0 | STND | 30 | AF | IN | IN | IN | LN | WD | HT | P |  |  | O | O | O | O
GS-07F-238AA | JP-899120 | JUSTRITE | FLAMMABLE VERTICAL DOUBLE DRUM CABINET | JP-899120 | FLAMMABLE VERTICAL DOUBLE DRUM CABINET 2 DRUM SELF-CLOSING JUSTRITE | 65"H X59"WX34"D. THIS SELF-CLOSING VERTICAL DRUM STORAGE CABINET SAFELY HOUSES TWO 55 GALLON DRUMS. ALL CABINETS ARE SUPPLIED W/ A REMOVABLE, ADJUSTABLE HALF-DEPTH SHELF TO STORE CLASS III MATERIALS OR SPARE ACCESSORIES SUCH AS DRUM FUNNELS, V | ENTS AND ANTISTATIC WIRES. CABINETS ARE ALSO DESIGNED TO ACCOMMODATE A DRUM EQUIPPED W/ A PUMP OR FUNNEL SO THE CABINET MAY BE USED AS A PUMPING STATION OR FOR WASTE ACCUMULATION. THIS CABINET DOES NOT COME W/ ROLLER ASSEMBLIES TO FACILITATE THE MOVE | MENT OF HEAVY DRUMS. OSHA CODE 29CFR 1910.106 STATES THAT NOT MORE THAN 60 GALLON DRUMS MAY BE CLASS I AND II LIQUIDS. MEETS APPROVAL & LISTING REGULATIONS: FM, N, O. |  | 40 | 51 | 26 | 30.6944 | CF | EA |  |  |  | 612 | 566 2 | US | 1 |  | 0 | STND | 30 | AF | IN | IN | IN | LN | WD | HT | P |  |  | O | O | O | O
GS-07F-238AA | JP-899160 | JUSTRITE | FLAMMABLE VERTICAL DOUBLE DRUM CABINET W | JP-899160 | FLAMMABLE VERTICAL DOUBLE DRUM CABINET W/ ROLLERS 2 DRUM MANUAL JUSTRITE | 65"H X59"WX34"D. THIS VERTICAL DRUM STORAGE CABINET SAFELY HOUSES TWO 55 GALLON DRUMS. ALL CABINETS ARE SUPPLIED W/ A REMOVABLE, ADJUSTABLE HALF-DEPTH SHELF TO STORE CLASS III MATERIALS OR SPARE ACCESSORIES SUCH AS DRUM FUNNELS, VENTS AND ANTI | STATIC WIRES. CABINETS ARE ALSO DESIGNED TO ACCOMMODATE A DRUM EQUIPPED W/ A PUMP OR FUNNEL SO THE CABINET MAY BE USED AS A PUMPING STATION OR FOR WASTE ACCUMULATION. THIS CABINET COMES W/ ROLLER ASSEMBLIES TO FACILITATE THE MOVEMENT OF HEAVY DRUMS. | OSHA CODE 29CFR 1910.106 STATES THAT NOT MORE THAN 60 GALLON DRUMS MAY BE CLASS I AND II LIQUIDS. MEETS APPROVAL & LISTING REGULATIONS: N, O. |  | 40 | 51 | 26 | 30.6944 | CF | EA |  |  |  | 661 | 566 2 | US | 1 |  | 0 | STND | 30 | AF | IN | IN | IN | LN | WD | HT | P |  |  | O | O | O | O
GS-07F-238AA | JP-899161 | JUSTRITE | FLAMMABLE VERTICAL DOUBLE DRUM CABINET W | JP-899161 | FLAMMABLE VERTICAL DOUBLE DRUM CABINET W/ ROLLERS 2 DRUM RED MANUAL JUSTRITE | 65"H X59"WX34"D. SUPPLIED W/ A REMOVABLE, ADJUSTABLE HALF-DEPTH SHELF TO STORE CLASS III MATERIALS OR SPARE ACCESSORIES SUCH AS DRUM FUNNELS, VENTS AND ANTISTATIC WIRES. CABINETS ARE ALSO DESIGNED TO ACCOMMODATE A DRUM EQUIPPED W/ A PUMP OR FUN | NEL SO THE CABINET MAY BE USED AS A PUMPING STATION OR FOR WASTE ACCUMULATION. THESE CABINETS ARE OFFERED W/ ROLLER ASSEMBLIES WHICH FACILITATE THE MOVEMENT OF HEAVY DRUMS. MEETS APPROVAL & LISTING REGULATIONS: N, O. |  |  | 40 | 51 | 26 | 30.6944 | CF | EA |  |  |  | 661 | 566 2 | US | 1 |  | 0 | STND | 30 | AF | IN | IN | IN | LN | WD | HT | P |  |  | O | O | O | O
GS-07F-238AA | JP-899162 | JUSTRITE | ACID VERTICAL DRUM CABINET W/ ROLLERS 2 | JP-899162 | ACID VERTICAL DRUM CABINET W/ ROLLERS 2 DRUM BLUE MANUAL JUSTRITE | JUSTRITE 110 GAL VERTICAL DRUM BLUE SAFETY CABINET FOR FLAMMABLES HOLDS 2-55 GAL DRUMS, 2 DOOR MANUAL, EX SURE GRIP, WITH DRUM ROLLERS, N,O APPROVED. |  |  |  | 40 | 51 | 26 | 30.6944 | CF | EA |  |  |  | 663 | 566 2 | US | 1 |  | 0 | STND | 30 | AF | IN | IN | IN | LN | WD | HT | P |  |  | O | O | O | O
GS-07F-238AA | JP-899163 | JUSTRITE | FLAMMABLE VERTICAL DOUBLE DRUM CABINET W | JP-899163 | FLAMMABLE VERTICAL DOUBLE DRUM CABINET W/ ROLLERS 2 DRUM GRAY MANUAL JUSTRITE | 65"H X59"WX34"D. SUPPLIED W/ A REMOVABLE, ADJUSTABLE HALF-DEPTH SHELF TO STORE CLASS III MATERIALS OR SPARE ACCESSORIES SUCH AS DRUM FUNNELS, VENTS AND ANTISTATIC WIRES. CABINETS ARE ALSO DESIGNED TO ACCOMMODATE A DRUM EQUIPPED W/ A PUMP OR FUN | NEL SO THE CABINET MAY BE USED AS A PUMPING STATION OR FOR WASTE ACCUMULATION. THESE CABINETS ARE OFFERED W/ ROLLER ASSEMBLIES WHICH FACILITATE THE MOVEMENT OF HEAVY DRUMS. MEETS APPROVAL & LISTING REGULATIONS: N, O. |  |  | 23 | 22 | 18 | 5.2708 | CF | EA |  |  |  | 661 | 566 2 | US | 1 |  | 0 | STND | 30 | AF | IN | IN | IN | LN | WD | HT | P |  |  | O | O | O | O
GS-07F-238AA | JP-899165 | JUSTRITE | FLAMMABLE VERTICAL DRUM CABINET W/ ROLLE | JP-899165 | FLAMMABLE VERTICAL DRUM CABINET W/ ROLLERS 2 DRUM WHITE MANUAL JUSTRITE | 65"H X59"WX34"D. SUPPLIED WITH A REMOVABLE, ADJUSTABLE HALF-DEPTH SHELF TO STORE CLASS III MATERIALS OR SPARE ACCESSORIES SUCH AS DRUM FUNNELS, VENTS AND ANTISTATIC WIRES. CABINETS ARE ALSO DESIGNED TO ACCOMMODATE A DRUM EQUIPPED WITH A PUMP OR | FUNNEL SO THE CABINET MAY BE USED AS A PUMPING STATION OR FOR WASTE ACCUMULATION. THESE CABINETS ARE OFFERED WITH ROLLER ASSEMBLIES WHICH FACILITATE THE MOVEMENT OF HEAVY DRUMS. MEETS APPROVAL & LISTING REGULATIONS: N, O. |  |  | 23 | 22 | 18 | 5.2708 | CF | EA |  |  |  | 661 | 566 2 | US | 1 |  | 0 | STND | 30 | AF | IN | IN | IN | LN | WD | HT | P |  |  | O | O | O | O
GS-07F-238AA | JP-899170 | JUSTRITE | FLAMMABLE VERTICAL DRUM CABINET W/ ROLLE | JP-899170 | FLAMMABLE VERTICAL DRUM CABINET W/ ROLLERS 2 DRUM SELF-CLOSING JUSTRITE | 65"H X59"WX34"D. THIS SELF-CLOSING VERTICAL DRUM STORAGE CABINET SAFELY HOUSES TWO 55 GALLON DRUMS. ALL CABINETS ARE SUPPLIED W/ A REMOVABLE, ADJUSTABLE HALF-DEPTH SHELF TO STORE CLASS III MATERIALS OR SPARE ACCESSORIES SUCH AS DRUM FUNNELS, V | ENTS AND ANTISTATIC WIRES. CABINETS ARE ALSO DESIGNED TO ACCOMMODATE A DRUM EQUIPPED W/ A PUMP OR FUNNEL SO THE CABINET MAY BE USED AS A PUMPING STATION OR FOR WASTE ACCUMULATION. THIS CABINET COMES W/ ROLLER ASSEMBLIES TO FACILITATE THE MOVEMENT OF | HEAVY DRUMS. OSHA CODE 29CFR 1910.106 STATES THAT NOT MORE THAN 60 GALLON DRUMS MAY BE CLASS I AND II LIQUIDS. MEETS APPROVAL & LISTING REGULATIONS: N, O, U. |  | 23 | 22 | 18 | 5.2708 | CF | EA |  |  |  | 701 | 566 2 | US | 1 |  | 0 | STND | 30 | AF | IN | IN | IN | LN | WD | HT | P |  |  | O | O | O | O
GS-07F-238AA | JP-899260 | JUSTRITE | DOUBLE-DUTY FLAMMABLE CABINET FOR DRUMS | JP-899260 | DOUBLE-DUTY FLAMMABLE CABINET FOR DRUMS AND SAFETY CANS MANUAL JUSTRITE | 65"H X59"WX34"D. THIS 2 DOOR PARTITION STYLE CABINET HAS 3 ADJUSTABLE SHELVES AND HOLDS 1 VERTICAL DRUM (30 OR 55 GALLON ) AND UP TO TWELVE 5 GALLONS AFETY CANS. COMBINES BOTH DRUM AND CONTAINER STORAGE INTO ONE PARTITIONED OSHA COMPLIANT CABINE | T: INCLUDES DRUM ROLLERS IN THE SUMP OF THE CABINET TO FACILITATE MOVEMENT OF HEAVY DRUMS, HAS THREE HEAVY GAUGE GALVANIZED STEEL SHELVES ADJUST ON 2.25" CENTERS (TWO FULL SIZE FOR CAN COMPARTMENT AND ONE HALF-DEPTH SHELF IN DRUM SECTION PROVIDES ACC | ESSORY STORAGE WHILE STILL ALLOWING USE OF A PUMP OR FUNNEL, STURDY 18-GAUGE DOUBLE WALL STEEL CONSTRUCTION WITH 1.50" OF INSULATING AIR SPACE, SELF-LATCHING DOORS TO ENSURE THE MANDATORY THREE-POINT LATCHING SYSTEM ENGAGES AUTOMATICALLY WHEN THE DO |  | 23 | 22 | 18 | 5.2708 | CF | EA |  |  |  | 672 | 566 2 | US | 1 |  | 0 | STND | 30 | AF | IN | IN | IN | LN | WD | HT | P |  |  | O | O | O | O
GS-07F-238AA | JP-899270 | JUSTRITE | DOUBLE-DUTY FLAMMABLE CABINET FOR DRUMS | JP-899270 | DOUBLE-DUTY FLAMMABLE CABINET FOR DRUMS AND SAFETY CANS SELF-CLOSING JUSTRITE | 65"H X59"WX34"D. THIS 2 DOOR PARTITION STYLE CABINET HAS 3 ADJUSTABLE SHELVES AND HOLDS 1 VERTICAL DRUM (30 OR 55 GALLON ) AND UP TO TWELVE 5 GALLONS AFETY CANS. COMBINES BOTH DRUM AND CONTAINER STORAGE INTO ONE PARTITIONED OSHA COMPLIANT CABINE | T: INCLUDES DRUM ROLLERS IN THE SUMP OF THE CABINET TO FACILITATE MOVEMENT OF HEAVY DRUMS, HAS THREE HEAVY GAUGE GALVANIZED STEEL SHELVES ADJUST ON 2.25" CENTERS (TWO FULL SIZE FOR CAN COMPARTMENT AND ONE HALF-DEPTH SHELF IN DRUM SECTION PROVIDES ACC | ESSORY STORAGE WHILE STILL ALLOWING USE OF A PUMP OR FUNNEL, STURDY 18-GAUGE DOUBLE WALL STEEL CONSTRUCTION WITH 1.50" OF INSULATING AIR SPACE, SELF-LATCHING DOORS TO ENSURE THE MANDATORY THREE-POINT LATCHING SYSTEM ENGAGES AUTOMATICALLY WHEN THE DO |  | 23 | 22 | 18 | 5.2708 | CF | EA |  |  |  | 674 | 566 2 | US | 1 |  | 0 | STND | 30 | AF | IN | IN | IN | LN | WD | HT | P |  |  | O | O | O | O
GS-07F-238AA | JP-899300 | JUSTRITE | FLAMMABLE SINGLE HORIZONTAL DRUM CABINET | JP-899300 | FLAMMABLE DRUM CABINET 55 GALLON YELLOW MANUAL JUSTRITE | 50"H X30"WX48"D. DESIGNED TO HOUSE 1 HORIZONTAL DRUM BEING USED FOR GRAVITY FLOW DISPENSING. THE INTERIOR PROVIDES SPACE FOR A DRIP CAN AND INCLUDES TRACKS TO GUIDE DRUM CRADLE (SOLD SEPARATELY) INTO POSITION. MEETS APPROVAL & LISTING OF: N, O. |  |  |  | 23 | 22 | 18 | 5.2708 | CF | EA |  |  |  | 361 | 566 2 | US | 1 |  | 0 | STND | 30 | AF | IN | IN | IN | LN | WD | HT | P |  |  | O | O | O | O
GS-07F-238AA | JP-899320 | JUSTRITE | FLAMMABLE SINGLE HORIZONTAL DRUM CABINET | JP-899320 | FLAMMABLE DRUM CABINET 55 GALLON YELLOW SELF-CLOSING JUSTRITE | 50"H X30"WX48"D. DESIGNED TO HOUSE 1 HORIZONTAL DRUM BEING USED FOR GRAVITY FLOW DISPENSING. THE INTERIOR PROVIDES SPACE FOR A DRIP CAN AND INCLUDES TRACKS TO GUIDE DRUM CRADLE (SOLD SEPARATELY) INTO POSITION. MEETS APPROVAL & LISTING OF: N, O, | U. |  |  | 23 | 22 | 18 | 5.2708 | CF | EA |  |  |  | 363 | 566 2 | US | 1 |  | 0 | STND | 30 | AF | IN | IN | IN | LN | WD | HT | P |  |  | O | O | O | O
GS-07F-238AA | JP-AK28911 | JUSTRITE | REPLCMNT PNEUMATIC WHEELS FOR DRUM CA | JP-AK28911 | REPLCMNT PNEUMATIC WHEELS FOR DRUM CADDY | REPLACEMENT PNEUMATIC WHEELS FOR DRUM CADDY. JUSTRITE PART # AK28911. |  |  |  | 23 | 22 | 18 | 5.2708 | CF | EA |  |  |  | 6 | 566 2 | US | 1 |  | 0 | STND | 30 | AF | IN | IN | IN | LN | WD | HT | P |  |  | O | O | O | O
GS-07F-238AA | JP-AK28912 | JUSTRITE | REPLCMNT POLYESTER STRAP FOR DRUM CAD | JP-AK28912 | REPLCMNT POLYESTER STRAP FOR DRUM CADDY | REPLACEMENT POLYESTER STRAP FOR DRUM CADDY. JUSTRITE PART # AK28912. |  |  |  | 23 | 22 | 18 | 5.2708 | CF | EA |  |  |  | 2 | 566 2 | US | 1 |  | 0 | STND | 30 | AF | IN | IN | IN | LN | WD | HT | P |  |  | O | O | O | O
GS-07F-238AA | JP-SC29884B | JUSTRITE | ACID HIGH SECURITY SAFETY CABINET 45 GA | JP-SC29884B | ACID HIGH SECURITY SAFETY CABINET 45 GALLON BLUE SELF-CLOSING JUSTRITE | HIGH SECURITY ACID CABINET, 45 GALLON , SELF-CLOSE WITH 2 SHELVES. SAFELY STORE AND PROTECT COSTLY FUELS OR CHEMICALS FROM TAMPERING OR THEFT. SECURITY SYSTEM INCLUDES. 25"X2" STEEL BAR STOCK, HIGH VISIBILITY BARRIER BAR SECURED ACROSS BOTH DOORS TO | DETER PRYING. CROSSBAR IS FIRMLY SUPPORTED BY TWO BRACKETS WELDED ACROSS THE FRONT OF THE CABINET, 45 GALLON DOORS AND INTERLOCKS ONTO TWO SIDEWALL BRACKETS. PADLOCK LUGS ON CROSSBAR AND SIDE BAR CHANNEL ARE LOCATED ON EACH SIDE OF THE CABINET, 45 GA | LLON, PROVIDE DOUBLE LAYERED STEEL STRENGTH AND ACCEPT NO. 5 MASTER LOCKS. SET OF TWO KEYED-ALIKE LOCKS ARE SOLD SEPARATELY. LOCKABLE DOORS WITH SURE-GRIP HANDLE ARE DESIGNED WITH A THREE-POINT LATCH FOR AN EXTRA MEASURE OF SECURITY. MANUAL CLOSING |  | 36 | 26 | 21 | 11.375 | CF | EA |  |  |  | 313 | 566 2 | US | 1 |  | 0 | STND | 30 | AF | IN | IN | IN | LN | WD | HT | P |  |  | O | O | O | O
GS-07F-238AA | JP-SC29884P | JUSTRITE | HIGH SECURITY SAFETY CABINET 45 GAL | JP-SC29884P | HIGH SECURITY SAFETY CABINET 45 GALLON FOR PESTICIDES GREEN SELF-CLOSING JUSTRITE | SAFELY STORE AND PROTECT COSTLY FUELS OR CHEMICALS FROM TAMPERING OR THEFT. SECURITY SYSTEM INCLUDES. 25"X2" STEEL BAR STOCK, HIGH VISIBILITY BARRIER BAR SECURED ACROSS BOTH DOORS TO DETER PRYING. CROSSBAR IS FIRMLY SUPPORTED BY TWO BRACKETS WELDED | ACROSS THE FRONT OF THE CABINET, 45 GALLON DOORS AND INTERLOCKS ONTO TWO SIDEWALL BRACKETS. PADLOCK LUGS ON CROSSBAR AND SIDE BAR CHANNEL ARE LOCATED ON EACH SIDE OF THE CABINET, 45 GALLON , PROVIDE DOUBLE LAYERED STEEL STRENGTH AND ACCEPT NO. 5 MAST | R LOCKS. SET OF TWO KEYED-ALIKE LOCKS ARE SOLD SEPARATELY. LOCKABLE DOORS WITH SURE-GRIP HANDLE ARE DESIGNED WITH A THREE-POINT LATCH FOR AN EXTRA MEASURE OF SECURITY. MANUAL CLOSING DOOR STYLE SELF-LATCHES FOR MAXIMUM PROTECTION UNDER FIRE CONDITIO |  | 36 | 26 | 21 | 11.375 | CF | EA |  |  |  | 313 | 566 2 | US | 1 |  | 0 | STND | 30 | AF | IN | IN | IN | LN | WD | HT | P |  |  | O | O | O | O
GS-07F-238AA | JP-SC29884R | JUSTRITE | HIGH SECURITY SAFETY CABINET 45 GAL | JP-SC29884R | HIGH SECURITY SAFETY CABINET 45 GALLON FOR FLAMMABLES RED SELF-CLOSING JUSTRITE | 65"H X43"WX18"D. SAFELY STORE AND PROTECT COSTLY FUELS OR CHEMICALS FROM TAMPERING OR THEFT. SECURITY SYSTEM INCLUDES. 25"X2" STEEL BAR STOCK, HIGH VISIBILITY BARRIER BAR SECURED ACROSS BOTH DOORS TO DETER PRYING. CROSSBAR IS FIRMLY SUPPORTED | BY TWO BRACKETS WELDED ACROSS THE FRONT OF THE CABINET, 45 GALLON DOORS AND INTERLOCKS ONTO TWO SIDEWALL BRACKETS. PADLOCK LUGS ON CROSSBAR AND SIDE BAR CHANNEL ARE LOCATED ON EACH SIDE OF THE CABINET, 45 GALLON , PROVIDE DOUBLE LAYERED STEEL STRENGT | AND ACCEPT NO. 5 MASTER LOCKS. SET OF TWO KEYED-ALIKE LOCKS ARE SOLD SEPARATELY. LOCKABLE DOORS WITH SURE-GRIP HANDLE ARE DESIGNED WITH A THREE-POINT LATCH FOR AN EXTRA MEASURE OF SECURITY. MANUAL CLOSING DOOR STYLE SELF-LATCHES FOR MAXIMUM PROTECTI |  | 36 | 26 | 21 | 11.375 | CF | EA |  |  |  | 313 | 566 2 | US | 1 |  | 0 | STND | 30 | AF | IN | IN | IN | LN | WD | HT | P |  |  | O | O | O | O
GS-07F-238AA | JP-SC29884Y | JUSTRITE | HIGH SECURITY SAFETY CABINET 45 GAL | JP-SC29884Y | HIGH SECURITY SAFETY CABINET 45 GALLON FOR FLAMMABLES YELLOW SELF-CLOSING JUSTRITE | 65"H X43"WX18"D. SAFELY STORE AND PROTECT COSTLY FUELS OR CHEMICALS FROM TAMPERING OR THEFT. SECURITY SYSTEM INCLUDES. 25"X2" STEEL BAR STOCK, HIGH VISIBILITY BARRIER BAR SECURED ACROSS BOTH DOORS TO DETER PRYING. CROSSBAR IS FIRMLY SUPPORTED | BY TWO BRACKETS WELDED ACROSS THE FRONT OF THE CABINET, 45 GALLON DOORS AND INTERLOCKS ONTO TWO SIDEWALL BRACKETS. PADLOCK LUGS ON CROSSBAR AND SIDE BAR CHANNEL ARE LOCATED ON EACH SIDE OF THE CABINET, 45 GALLON , PROVIDE DOUBLE LAYERED STEEL STRENGT | AND ACCEPT NO. 5 MASTER LOCKS. SET OF TWO KEYED-ALIKE LOCKS ARE SOLD SEPARATELY. LOCKABLE DOORS WITH SURE-GRIP HANDLE ARE DESIGNED WITH A THREE-POINT LATCH FOR AN EXTRA MEASURE OF SECURITY. MANUAL CLOSING DOOR STYLE SELF-LATCHES FOR MAXIMUM PROTECTI |  | 36 | 26 | 21 | 11.375 | CF | EA |  |  |  | 313 | 566 2 | US | 1 |  | 0 | STND | 30 | AF | IN | IN | IN | LN | WD | HT | P |  |  | O | O | O | O
GS-07F-238AA | LB-HPLC | CP LAB SAFETY | LUER BARB HPLC WASTE LINE ADAPTERS | LB-HPLC | LUER BARB HPLC WASTE LINE ADAPTERS | THESE LUER FITTINGS, LUER ADAPTERS AND LUER ACCESSORIES ARE MADE TO THE ISO-594-1 STANDARD, AND MAY BE CONNECTED TO OTHER LUERS MEETING ISO STANDARDS. PLEASE TEST YOUR APPLICATION TO VERIFY THE PERFORMANCE OF THE INTERCONNECTION. PART OF A STANDARDIZ | ED SYSTEM OF SMALL-SCALE TUBING CONNECTORS USED TO MAKE SECURE LEAK-PROOF UNIONS IN MEDICAL DEVICES AND LABORATORY INSTRUMENTS, THESE LUER FITTING PROVIDE A UNIQUE SECURE FRICTION SEAL APPROPRIATE FOR GAS AND FLUID CONNECTIONS. THE CHEMICALLY RESISTA | NT POLYPROPYLENE LUER BARB ADAPTERS HAVE INTERCONNECTED LUER FITTINGS. TUBING CONNECTIONS RANGE FROM 1/16" (1.6MM) TO 1/4" (6.4MM) THE THREADED END IS CONNECTED TO THE ECO FUNNEL? WHILE THE TUBING CONNECTS TO THE LUER BARB. THE BARB HAS NO PARTING L |  | 36 | 26 | 21 | 11.375 | CF | EA |  |  |  | 1 | 566 2 | US | 1 |  | 0 | STND | 30 | AF | IN | IN | IN | LN | WD | HT | P |  |  | O | O | O | O
GS-07F-238AA | LL-HPLC | CP LAB SAFETY | LUER LOCK HPLC WASTE LINE ADAPTERS | LL-HPLC | LUER LOCK HPLC WASTE LINE ADAPTERS | 1/16" ADAPTER FEATURES TEFZEL MALE LUER AND LOCK, RED MALE NUT, CLEAR FEMALE LUER, AND BLUE FERRULE. 1/8" ADAPTER FEATURES TEFZEL MALE LUER AND LOCK, WHITE MALE NUT, CLEAR FEMALE LUER AND YELLOW FERRULE. |  |  |  | 36 | 26 | 21 | 11.375 | CF | EA |  |  |  | 1 | 566 2 | US | 1 |  | 0 | STND | 30 | AF | IN | IN | IN | LN | WD | HT | P |  |  | O | O | O | O
GS-07F-238AA | QD-HPLC | CP LAB SAFETY | QUICK DISCONNECT HPLC WASTE LINE QD | QD-HPLC | QUICK DISCONNECT HPLC WASTE LINE ADAPTERS | OUR POLYPROPYLENE QUICK DISCONNECT ADAPTER IS CHEMICALLY RESISTANT AND EASY TO OPERATE. BY PRESSING THE THUMB LATCH, THE COUPLING BODY SEPARATES FROM THE COUPLING INSERT. TO CONNECT, SIMPLY PUSH THE TWO HALVES TOGETHER. AN AUDIBLE " CLICK" ALONG WITH | THE SECURE FEEL ASSURES YOU OF A RELIABLE, LEAK FREE CONNECTION. EACH SIZE QUICK DISCONNECT HPLC ADAPTER FEATURES IN-LINE HOSE BARB WITH SHUTOFF AND A QUICK DISCONNECT PIPE THREAD WITH SHUTOFF. COUPLINGS ARE GAMMA STERILIZABLE. CHOOSE YOUR QUICK DISC | ONNECT HPLC BASED ON YOUR TUBING ID HPLC ADAPTERS INCLUDE TWO PIECES, INCLUDING THE COUPLING BODY AND COUPLING INSERT:1 HOSE BARB COUPLING INSERT (NON-VALVED) THAT FITS EITHER 1/16, 1/8 OR 1/4 IDTUBING. 1 PIPE THREAD COUPLING BODY WITH 1/8, 1/4 OR |  | 36 | 26 | 21 | 11.375 | CF | EA |  |  |  | 1 | 566 2 | US | 1 |  | 0 | STND | 30 | AF | IN | IN | IN | LN | WD | HT | P |  |  | O | O | O | O
GS-07F-238AA | QP-BAG-00006 | QORPAK | RESEALABLE PLASTIC ZIP BAG 4X6"LDPE | QP-BAG-00006 | RESEALABLE PLASTIC ZIP BAG 4X6"LDPE 2 MIL CLEAR | 4X6"LDPE 2 MIL RESEALABLE ZIPPER BAGS. 2 MIL CLEAR LDPE ZIP BAGS PROTECT YOUR PRODUCT WITH AN AIR TIGHT SEAL. THEY ARE ECONOMICAL, EASY-TO-USE AND VERSATILE. VIRGIN POLYETHYLENE AND MEETS ALL USDA AND FDA REQUIREMENTS. CUSTOM PRINTING AVAI | LABLE (MIN ORDER 25,000). OLD PART# QP-8205, NEW PART# QP-BAG-00006. |  |  | 36 | 26 | 21 | 11.375 | CF | CA | 1000 | CA |  | 16 | 566 2 | US | 1 |  | 0 | STND | 30 | AF | IN | IN | IN | LN | WD | HT | P |  |  | O | O | O | O
GS-07F-238AA | QP-BAG-00008 | QORPAK | RESEALABLE PLASTIC ZIP BAG 5X8"LDPE | QP-BAG-00008 | RESEALABLE PLASTIC ZIP BAG 5X8"LDPE 2 MIL CLEAR | 5X8"LDPE 2 MIL RESEALABLE ZIPPER BAGS. 2 MIL CLEAR LDPE ZIP BAGS PROTECT YOUR PRODUCT WITH AN AIR TIGHT SEAL. THEY ARE ECONOMICAL, EASY-TO-USE AND VERSATILE. VIRGIN POLYETHYLENE AND MEETS ALL USDA AND FDA REQUIREMENTS. CUSTOM PRINTING AVA | ILABLE (MIN ORDER 25,000). OLD PART# QP-8206, NEW PART# QP-BAG-00008. |  |  | 36 | 26 | 21 | 11.375 | CF | CA | 1000 | CA |  | 16 | 566 2 | US | 1 |  | 0 | STND | 30 | AF | IN | IN | IN | LN | WD | HT | P |  |  | O | O | O | O
GS-07F-238AA | QP-BAG-00011 | QORPAK | RESEALABLE PLASTIC ZIP BAG 6X9"LDPE | QP-BAG-00011 | RESEALABLE PLASTIC ZIP BAG 6X9"LDPE 2 MIL CLEAR | 6X9"LDPE 2 MIL RESEALABLE ZIPPER BAGS. 2 MIL CLEAR LDPE ZIP BAGS PROTECT YOUR PRODUCT WITH AN AIR TIGHT SEAL. THEY ARE ECONOMICAL, EASY-TO-USE AND VERSATILE. VIRGIN POLYETHYLENE AND MEETS ALL USDA AND FDA REQUIREMENTS. CUSTOM PRINTING AVA | ILABLE (MIN ORDER 25,000). OLD PART# QP-8208, NEW PART# QP-BAG-00011. |  |  | 36 | 26 | 21 | 11.375 | CF | CA | 1000 | CA |  | 16 | 566 2 | US | 1 |  | 0 | STND | 30 | AF | IN | IN | IN | LN | WD | HT | P |  |  | O | O | O | O
GS-07F-238AA | QP-BAG-00012 | QORPAK | RESEALABLE PLASTIC ZIP BAG 8X8"LDPE | QP-BAG-00012 | RESEALABLE PLASTIC ZIP BAG 8X8"LDPE 2 MIL CLEAR | 8X8"LDPE 2 MIL RESEALABLE ZIPPER BAGS. 2 MIL CLEAR LDPE ZIP BAGS PROTECT YOUR PRODUCT WITH AN AIR TIGHT SEAL. THEY ARE ECONOMICAL, EASY-TO-USE AND VERSATILE. VIRGIN POLYETHYLENE AND MEETS ALL USDA AND FDA REQUIREMENTS. CUSTOM PRINTING AVA | ILABLE (MIN ORDER 25,000). OLD PART# QP-8209, NEW PART# QP-BAG-00012. |  |  | 36 | 26 | 21 | 11.375 | CF | CA | 1000 | CA |  | 16 | 566 2 | US | 1 |  | 0 | STND | 30 | AF | IN | IN | IN | LN | WD | HT | P |  |  | O | O | O | O
GS-07F-238AA | QP-BAG-00013 | QORPAK | RESEALABLE PLASTIC ZIP BAG 8X10"LDPE | QP-BAG-00013 | RESEALABLE PLASTIC ZIP BAG 8X10"LDPE 2 MIL CLEAR | 8X10"LDPE 2 MIL RESEALABLE ZIPPER BAGS. 2 MIL CLEAR LDPE ZIP BAGS PROTECT YOUR PRODUCT WITH AN AIR TIGHT SEAL. THEY ARE ECONOMICAL, EASY-TO-USE AND VERSATILE. VIRGIN POLYETHYLENE AND MEETS ALL USDA AND FDA REQUIREMENTS. CUSTOM PRINTING AV | AILABLE (MIN ORDER 25,000). OLD PART# QP-8210, NEW PART# QP-BAG-00013. |  |  | 36 | 26 | 21 | 11.375 | CF | CA | 1000 | CA |  | 16 | 566 2 | US | 1 |  | 0 | STND | 30 | AF | IN | IN | IN | LN | WD | HT | P |  |  | O | O | O | O
GS-07F-238AA | QP-BAG-00014 | QORPAK | RESEALABLE PLASTIC ZIP BAG 9X12"LDPE | QP-BAG-00014 | RESEALABLE PLASTIC ZIP BAG 9X12"LDPE 2 MIL CLEAR | 9X12"LDPE 2 MIL RESEALABLE ZIPPER BAGS. 2 MIL CLEAR LDPE ZIP BAGS PROTECT YOUR PRODUCT WITH AN AIR TIGHT SEAL. THEY ARE ECONOMICAL, EASY-TO-USE AND VERSATILE. VIRGIN POLYETHYLENE AND MEETS ALL USDA AND FDA REQUIREMENTS. CUSTOM PRINTING AV | AILABLE (MIN ORDER 25,000). OLD PART# QP-8211, NEW PART# QP-BAG-00014. |  |  | 36 | 26 | 21 | 11.375 | CF | CA | 1000 | CA |  | 16 | 566 2 | US | 1 |  | 0 | STND | 30 | AF | IN | IN | IN | LN | WD | HT | P |  |  | O | O | O | O
GS-07F-238AA | QP-BAG-00016 | QORPAK | RESEALABLE PLASTIC ZIP BAG 12X15"LDP | QP-BAG-00016 | RESEALABLE PLASTIC ZIP BAG 12X15"LDPE 2 MIL CLEAR | 12X15"LDPE 2 MIL RESEALABLE ZIPPER BAGS. 2 MIL CLEAR LDPE ZIP BAGS PROTECT YOUR PRODUCT WITH AN AIR TIGHT SEAL. THEY ARE ECONOMICAL, EASY-TO-USE AND VERSATILE. VIRGIN POLYETHYLENE AND MEETS ALL USDA AND FDA REQUIREMENTS. CUSTOM PRINTING A | VAILABLE (MIN ORDER 25,000). OLD PART# QP-8213, NEW PART# QP-BAG-00016. |  |  | 23 | 45 | 22 | 13.1771 | CF | CA | 1000 | CA |  | 16 | 566 2 | US | 1 |  | 0 | STND | 30 | AF | IN | IN | IN | LN | WD | HT | P |  |  | O | O | O | O
GS-07F-238AA | QP-BAG-00037 | QORPAK | PLASTIC ZIP BAG 6X9"LDPE 2 MIL WHIT | QP-BAG-00037 | PLASTIC ZIP BAG 6X9"LDPE 2 MIL WHITE WRITE-ON LABEL | 6"X9" 2 MIL RESEALABLE ZIPPER BAG WITH WRITE-ON BLOCK HAVE A LARGE WRITING AREA FOR SAMPLE NOTATION. VIRGIN POLYETHYLENE AND MEETS ALL USDA AND FDA REQUIREMENTS. PROTECT, STORE OR TRANSFER SAMPLES AND PARTS. |  |  |  | 23 | 45 | 22 | 13.1771 | CF | CA | 1000 | CA |  | 16 | 566 2 | US | 1 |  | 0 | STND | 30 | AF | IN | IN | IN | LN | WD | HT | P |  |  | O | O | O | O
GS-07F-238AA | QP-BAG-09829 | QORPAK | RESEALABLE PLASTIC ZIP BAG 10X10"LDP | QP-BAG-09829 | RESEALABLE PLASTIC ZIP BAG 10X10"LDPE 2 MIL CLEAR | 10X10"LDPE 2 MIL RESEALABLE ZIPPER BAGS. 2 MIL CLEAR LDPE ZIP BAGS PROTECT YOUR PRODUCT WITH AN AIR TIGHT SEAL. THEY ARE ECONOMICAL, EASY-TO-USE AND VERSATILE. VIRGIN POLYETHYLENE AND MEETS ALL USDA AND FDA REQUIREMENTS. CUSTOM PRINTING AV | AILABLE (MIN ORDER 25,000). |  |  | 23 | 45 | 22 | 13.1771 | CF | CA | 1000 | CA |  | 16 | 566 2 | US | 1 |  | 0 | STND | 30 | AF | IN | IN | IN | LN | WD | HT | P |  |  | O | O | O | O
GS-07F-238AA | QP-BAG-09831 | QORPAK | RESEALABLE PLASTIC ZIP BAG 10X13"LDP | QP-BAG-09831 | RESEALABLE PLASTIC ZIP BAG 10X13"LDPE 2 MIL CLEAR | 10X13"LDPE 2 MIL RESEALABLE ZIPPER BAGS. 2 MIL CLEAR LDPE ZIP BAGS PROTECT YOUR PRODUCT WITH AN AIR TIGHT SEAL. THEY ARE ECONOMICAL, EASY-TO-USE AND VERSATILE. VIRGIN POLYETHYLENE AND MEETS ALL USDA AND FDA REQUIREMENTS. CUSTOM PRINTING AV | AILABLE (MIN ORDER 25,000). |  |  | 23 | 45 | 22 | 13.1771 | CF | CA | 1000 | CA |  | 16 | 566 2 | US | 1 |  | 0 | STND | 30 | AF | IN | IN | IN | LN | WD | HT | P |  |  | O | O | O | O
GS-07F-238AA | QP-BAG-09835 | QORPAK | RESEALABLE PLASTIC ZIP BAG 12X12"LDP | QP-BAG-09835 | RESEALABLE PLASTIC ZIP BAG 12X12"LDPE 2 MIL CLEAR | 12X12"LDPE 2 MIL RESEALABLE ZIPPER BAGS. 2 MIL CLEAR LDPE ZIP BAGS PROTECT YOUR PRODUCT WITH AN AIR TIGHT SEAL. THEY ARE ECONOMICAL, EASY-TO-USE AND VERSATILE. VIRGIN POLYETHYLENE AND MEETS ALL USDA AND FDA REQUIREMENTS. CUSTOM PRINTING AV | AILABLE (MIN ORDER 25,000). |  |  | 23 | 45 | 22 | 13.1771 | CF | CA | 1000 | CA |  | 16 | 566 2 | US | 1 |  | 0 | STND | 30 | AF | IN | IN | IN | LN | WD | HT | P |  |  | O | O | O | O
GS-07F-238AA | QP-BAG-09841 | QORPAK | RESEALABLE PLASTIC ZIP BAG 13X18"LDP | QP-BAG-09841 | RESEALABLE PLASTIC ZIP BAG 13X18"LDPE 2 MIL CLEAR | 13X18"LDPE 2 MIL RESEALABLE ZIPPER BAGS. 2 MIL CLEAR LDPE ZIP BAGS PROTECT YOUR PRODUCT WITH AN AIR TIGHT SEAL. THEY ARE ECONOMICAL, EASY-TO-USE AND VERSATILE. VIRGIN POLYETHYLENE AND MEETS ALL USDA AND FDA REQUIREMENTS. CUSTOM PRINTING AV | AILABLE (MIN ORDER 25,000). |  |  | 23 | 45 | 22 | 13.1771 | CF | CA | 1000 | CA |  | 16 | 566 2 | US | 1 |  | 0 | STND | 30 | AF | IN | IN | IN | LN | WD | HT | P |  |  | O | O | O | O
GS-07F-238AA | QP-BAG-09845 | QORPAK | RESEALABLE PLASTIC ZIP BAG 18X24"LDP | QP-BAG-09845 | RESEALABLE PLASTIC ZIP BAG 18X24"LDPE 2 MIL CLEAR | 18X24"LDPE 2 MIL RESEALABLE ZIPPER BAGS. 2 MIL RESEALABLE ZIPPER BAG PROTECT YOUR PRODUCT WITH AN AIR TIGHT SEAL. THEY ARE ECONOMICAL, EASY-TO-USE AND VERSATILE. VIRGIN POLYETHYLENE AND MEETS ALL USDA AND FDA REQUIREMENTS. CUSTOM PRINTING | AVAILABLE (MIN ORDER 25,000). |  |  | 23 | 45 | 22 | 13.1771 | CF | CA | 500 | CA |  | 16 | 566 2 | US | 1 |  | 0 | STND | 30 | AF | IN | IN | IN | LN | WD | HT | P |  |  | O | O | O | O
GS-07F-238AA | QP-BAG-09850 | QORPAK | RESEALABLE PLASTIC ZIP BAG 2X5"LDPE | QP-BAG-09850 | RESEALABLE PLASTIC ZIP BAG 2X5"LDPE 2 MIL CLEAR | 2 MIL RESEALABLE ZIPPER BAG PROTECT YOUR PRODUCT WITH AN AIR TIGHT SEAL. THEY ARE ECONOMICAL, EASY-TO-USE AND VERSATILE. VIRGIN POLYETHYLENE AND MEETS ALL USDA AND FDA REQUIREMENTS. CUSTOM PRINTING AVAILABLE (MIN ORDER 25,000). |  |  |  | 23 | 45 | 22 | 13.1771 | CF | CA | 1000 | CA |  | 16 | 566 2 | US | 1 |  | 0 | STND | 30 | AF | IN | IN | IN | LN | WD | HT | P |  |  | O | O | O | O
GS-07F-238AA | QP-BAG-09853 | QORPAK | RESEALABLE PLASTIC ZIP BAG 3X10"LDPE | QP-BAG-09853 | RESEALABLE PLASTIC ZIP BAG 3X10"LDPE 2 MIL CLEAR | 3X10"LDPE 2 MIL RESEALABLE ZIPPER BAGS. 2 MIL CLEAR LDPE ZIP BAGS PROTECT YOUR PRODUCT WITH AN AIR TIGHT SEAL. THEY ARE ECONOMICAL, EASY-TO-USE AND VERSATILE. VIRGIN POLYETHYLENE AND MEETS ALL USDA AND FDA REQUIREMENTS. CUSTOM PRINTING AVA | ILABLE (MIN ORDER 25,000). |  |  | 23 | 45 | 22 | 13.1771 | CF | CA | 1000 | CA |  | 16 | 566 2 | US | 1 |  | 0 | STND | 30 | AF | IN | IN | IN | LN | WD | HT | P |  |  | O | O | O | O
GS-07F-238AA | QP-BAG-09854 | QORPAK | RESEALABLE PLASTIC ZIP BAG 3X3"LDPE | QP-BAG-09854 | RESEALABLE PLASTIC ZIP BAG 3X3"LDPE 2 MIL CLEAR | 2 MIL RESEALABLE ZIPPER BAG PROTECT YOUR PRODUCT WITH AN AIR TIGHT SEAL. THEY ARE ECONOMICAL, EASY-TO-USE AND VERSATILE. VIRGIN POLYETHYLENE AND MEETS ALL USDA AND FDA REQUIREMENTS. CUSTOM PRINTING AVAILABLE (MIN ORDER 25,000). OLD PART# QP-8 | 215, NEW PART# QP-BAG-09854. |  |  | 23 | 45 | 22 | 13.1771 | CF | CA | 1000 | CA |  | 16 | 566 2 | US | 1 |  | 0 | STND | 30 | AF | IN | IN | IN | LN | WD | HT | P |  |  | O | O | O | O
GS-07F-238AA | QP-BAG-09862 | QORPAK | RESEALABLE PLASTIC ZIP BAG 4X10"LDPE | QP-BAG-09862 | RESEALABLE PLASTIC ZIP BAG 4X10"LDPE 2 MIL CLEAR | 4X10"LDPE 2 MIL RESEALABLE ZIPPER BAGS. 2 MIL CLEAR LDPE ZIP BAGS PROTECT YOUR PRODUCT WITH AN AIR TIGHT SEAL. THEY ARE ECONOMICAL, EASY-TO-USE AND VERSATILE. VIRGIN POLYETHYLENE AND MEETS ALL USDA AND FDA REQUIREMENTS. CUSTOM PRINTING AVA | ILABLE (MIN ORDER 25,000). |  |  | 23 | 45 | 22 | 13.1771 | CF | CA | 1000 | CA |  | 16 | 566 2 | US | 1 |  | 0 | STND | 30 | AF | IN | IN | IN | LN | WD | HT | P |  |  | O | O | O | O
GS-07F-238AA | QP-BAG-09871 | QORPAK | PLASTIC ZIP BAG 4X6"LDPE 2 MIL ORAN | QP-BAG-09871 | PLASTIC ZIP BAG 4X6"LDPE 2 MIL ORANGE WRITE-ON LABEL | 4"X6" 2 MIL RESEALABLE ZIPPER BAG WITH WRITE-ON BLOCK HAVE A LARGE WRITING AREA FOR SAMPLE NOTATION. VIRGIN POLYETHYLENE AND MEETS ALL USDA AND FDA REQUIREMENTS. PROTECT, STORE OR TRANSFER SAMPLES AND PARTS. |  |  |  | 49 | 26 | 21 | 15.4826 | CF | CA | 1000 | CA |  | 16 | 566 2 | US | 1 |  | 0 | STND | 30 | AF | IN | IN | IN | LN | WD | HT | P |  |  | O | O | O | O
GS-07F-238AA | QP-BAG-09872 | QORPAK | RESEALABLE PLASTIC ZIP BAG 4X7"LDPE | QP-BAG-09872 | RESEALABLE PLASTIC ZIP BAG 4X7"LDPE 2 MIL CLEAR | 4X7"LDPE 2 MIL RESEALABLE ZIPPER BAGS. 2 MIL CLEAR LDPE ZIP BAGS PROTECT YOUR PRODUCT WITH AN AIR TIGHT SEAL. THEY ARE ECONOMICAL, EASY-TO-USE AND VERSATILE. VIRGIN POLYETHYLENE AND MEETS ALL USDA AND FDA REQUIREMENTS. CUSTOM PRINTING AVAI | LABLE (MIN ORDER 25,000). |  |  | 49 | 26 | 21 | 15.4826 | CF | CA | 1000 | CA |  | 16 | 566 2 | US | 1 |  | 0 | STND | 30 | AF | IN | IN | IN | LN | WD | HT | P |  |  | O | O | O | O
GS-07F-238AA | QP-BAG-09874 | QORPAK | RESEALABLE PLASTIC ZIP BAG 4X8"LDPE | QP-BAG-09874 | RESEALABLE PLASTIC ZIP BAG 4X8"LDPE 2 MIL CLEAR | 4X8"LDPE 2 MIL RESEALABLE ZIPPER BAGS. 2 MIL CLEAR LDPE ZIP BAGS PROTECT YOUR PRODUCT WITH AN AIR TIGHT SEAL. THEY ARE ECONOMICAL, EASY-TO-USE AND VERSATILE. VIRGIN POLYETHYLENE AND MEETS ALL USDA AND FDA REQUIREMENTS. CUSTOM PRINTING AVA | ILABLE (MIN ORDER 25,000). OLD PART# QP-8216, NEW PART# QP-BAG-09874. |  |  | 49 | 26 | 21 | 15.4826 | CF | CA | 1000 | CA |  | 16 | 566 2 | US | 1 |  | 0 | STND | 30 | AF | IN | IN | IN | LN | WD | HT | P |  |  | O | O | O | O
GS-07F-238AA | QP-BAG-09875 | QORPAK | PLASTIC ZIP BAG 4X8"LDPE 2 MIL WHIT | QP-BAG-09875 | PLASTIC ZIP BAG 4X8"LDPE 2 MIL WHITE WRITE-ON LABEL | 4"X8" 2 MIL RESEALABLE ZIPPER BAG WITH WRITE-ON BLOCK HAVE A LARGE WRITING AREA FOR SAMPLE NOTATION. VIRGIN POLYETHYLENE AND MEETS ALL USDA AND FDA REQUIREMENTS. PROTECT, STORE OR TRANSFER SAMPLES AND PARTS. |  |  |  | 49 | 26 | 21 | 15.4826 | CF | CA | 1000 | CA |  | 16 | 566 2 | US | 1 |  | 0 | STND | 30 | AF | IN | IN | IN | LN | WD | HT | P |  |  | O | O | O | O
GS-07F-238AA | QP-BAG-09876 | QORPAK | RESEALABLE PLASTIC ZIP BAG 5X10"LDPE | QP-BAG-09876 | RESEALABLE PLASTIC ZIP BAG 5X10"LDPE 2 MIL CLEAR | 5X10"LDPE 2 MIL RESEALABLE ZIPPER BAGS. 2 MIL CLEAR LDPE ZIP BAGS PROTECT YOUR PRODUCT WITH AN AIR TIGHT SEAL. THEY ARE ECONOMICAL, EASY-TO-USE AND VERSATILE. VIRGIN POLYETHYLENE AND MEETS ALL USDA AND FDA REQUIREMENTS. CUSTOM PRINTING AVA | ILABLE (MIN ORDER 25,000). |  |  | 49 | 26 | 21 | 15.4826 | CF | CA | 1000 | CA |  | 16 | 566 2 | US | 1 |  | 0 | STND | 30 | AF | IN | IN | IN | LN | WD | HT | P |  |  | O | O | O | O
GS-07F-238AA | QP-BAG-09877 | QORPAK | RESEALABLE PLASTIC ZIP BAG 5X12"LDPE | QP-BAG-09877 | RESEALABLE PLASTIC ZIP BAG 5X12"LDPE 2 MIL CLEAR | 5X12"LDPE 2 MIL RESEALABLE ZIPPER BAGS. 2 MIL CLEAR LDPE ZIP BAGS PROTECT YOUR PRODUCT WITH AN AIR TIGHT SEAL. THEY ARE ECONOMICAL, EASY-TO-USE AND VERSATILE. VIRGIN POLYETHYLENE AND MEETS ALL USDA AND FDA REQUIREMENTS. CUSTOM PRINTING AVA | ILABLE (MIN ORDER 25,000). |  |  | 49 | 26 | 21 | 15.4826 | CF | CA | 1000 | CA |  | 16 | 566 2 | US | 1 |  | 0 | STND | 30 | AF | IN | IN | IN | LN | WD | HT | P |  |  | O | O | O | O
GS-07F-238AA | QP-BAG-09878 | QORPAK | RESEALABLE PLASTIC ZIP BAG 5X5"LDPE | QP-BAG-09878 | RESEALABLE PLASTIC ZIP BAG 5X5"LDPE 2 MIL CLEAR | 5X5"LDPE 2 MIL RESEALABLE ZIPPER BAGS. 2 MIL CLEAR LDPE ZIP BAGS PROTECT YOUR PRODUCT WITH AN AIR TIGHT SEAL. THEY ARE ECONOMICAL, EASY-TO-USE AND VERSATILE. VIRGIN POLYETHYLENE AND MEETS ALL USDA AND FDA REQUIREMENTS. CUSTOM PRINTING AVAI | LABLE (MIN ORDER 25,000). |  |  | 49 | 26 | 21 | 15.4826 | CF | CA | 1000 | CA |  | 16 | 566 2 | US | 1 |  | 0 | STND | 30 | AF | IN | IN | IN | LN | WD | HT | P |  |  | O | O | O | O
GS-07F-238AA | QP-BAG-09881 | QORPAK | RESEALABLE PLASTIC ZIP BAG 5X7"LDPE | QP-BAG-09881 | RESEALABLE PLASTIC ZIP BAG 5X7"LDPE 2 MIL CLEAR | 5X7"LDPE 2 MIL RESEALABLE ZIPPER BAGS. 2 MIL CLEAR LDPE ZIP BAGS PROTECT YOUR PRODUCT WITH AN AIR TIGHT SEAL. THEY ARE ECONOMICAL, EASY-TO-USE AND VERSATILE. VIRGIN POLYETHYLENE AND MEETS ALL USDA AND FDA REQUIREMENTS. CUSTOM PRINTING AVAI | LABLE (MIN ORDER 25,000). |  |  | 49 | 26 | 21 | 15.4826 | CF | CA | 1000 | CA |  | 16 | 566 2 | US | 1 |  | 0 | STND | 30 | AF | IN | IN | IN | LN | WD | HT | P |  |  | O | O | O | O
GS-07F-238AA | QP-BAG-09884 | QORPAK | PLASTIC ZIP BAG 5X8"LDPE 2 MIL WHIT | QP-BAG-09884 | PLASTIC ZIP BAG 5X8"LDPE 2 MIL WHITE WRITE-ON LABEL | 5"X8" 2 MIL RESEALABLE ZIPPER BAG WITH WRITE-ON BLOCK HAVE A LARGE WRITING AREA FOR SAMPLE NOTATION. VIRGIN POLYETHYLENE AND MEETS ALL USDA AND FDA REQUIREMENTS. PROTECT, STORE OR TRANSFER SAMPLES AND PARTS. OLD PART# QP-8256, NEW PART# QP- | BAG-09884. |  |  | 49 | 26 | 21 | 15.4826 | CF | CA | 1000 | CA |  | 16 | 566 2 | US | 1 |  | 0 | STND | 30 | AF | IN | IN | IN | LN | WD | HT | P |  |  | O | O | O | O
GS-07F-238AA | QP-BAG-09892 | QORPAK | RESEALABLE PLASTIC ZIP BAG 6X12"LDPE | QP-BAG-09892 | RESEALABLE PLASTIC ZIP BAG 6X12"LDPE 2 MIL CLEAR | 6X12"LDPE 2 MIL RESEALABLE ZIPPER BAGS. 2 MIL CLEAR LDPE ZIP BAGS PROTECT YOUR PRODUCT WITH AN AIR TIGHT SEAL. THEY ARE ECONOMICAL, EASY-TO-USE AND VERSATILE. VIRGIN POLYETHYLENE AND MEETS ALL USDA AND FDA REQUIREMENTS. CUSTOM PRINTING AVA | ILABLE (MIN ORDER 25,000). |  |  | 49 | 26 | 21 | 15.4826 | CF | CA | 1000 | CA |  | 16 | 566 2 | US | 1 |  | 0 | STND | 30 | AF | IN | IN | IN | LN | WD | HT | P |  |  | O | O | O | O
GS-07F-238AA | QP-BAG-09894 | QORPAK | RESEALABLE PLASTIC ZIP BAG 6X4"LDPE | QP-BAG-09894 | RESEALABLE PLASTIC ZIP BAG 6X4"LDPE 2 MIL CLEAR | 6X4"LDPE 2 MIL RESEALABLE ZIPPER BAGS. 2 MIL CLEAR LDPE ZIP BAGS PROTECT YOUR PRODUCT WITH AN AIR TIGHT SEAL. THEY ARE ECONOMICAL, EASY-TO-USE AND VERSATILE. VIRGIN POLYETHYLENE AND MEETS ALL USDA AND FDA REQUIREMENTS. CUSTOM PRINTING AVAI | LABLE (MIN ORDER 25,000). |  |  | 49 | 26 | 21 | 15.4826 | CF | CA | 1000 | CA |  | 16 | 566 2 | US | 1 |  | 0 | STND | 30 | AF | IN | IN | IN | LN | WD | HT | P |  |  | O | O | O | O
GS-07F-238AA | QP-BAG-09907 | QORPAK | PLASTIC ZIP BAG 8X10"LDPE 2 MIL WHI | QP-BAG-09907 | PLASTIC ZIP BAG 8X10"LDPE 2 MIL WHITE WRITE-ON LABEL | 8"X10" 2 MIL RESEALABLE ZIPPER BAG WITH WRITE-ON BLOCK HAVE A LARGE WRITING AREA FOR SAMPLE NOTATION. VIRGIN POLYETHYLENE AND MEETS ALL USDA AND FDA REQUIREMENTS. PROTECT, STORE OR TRANSFER SAMPLES AND PARTS. |  |  |  | 49 | 26 | 21 | 15.4826 | CF | CA | 1000 | CA |  | 16 | 566 2 | US | 1 |  | 0 | STND | 30 | AF | IN | IN | IN | LN | WD | HT | P |  |  | O | O | O | O
GS-07F-238AA | QP-BAG-09909 | QORPAK | RESEALABLE PLASTIC ZIP BAG 8X12"LDPE | QP-BAG-09909 | RESEALABLE PLASTIC ZIP BAG 8X12"LDPE 2 MIL CLEAR | 8X12"LDPE 2 MIL RESEALABLE ZIPPER BAGS. 2 MIL CLEAR LDPE ZIP BAGS PROTECT YOUR PRODUCT WITH AN AIR TIGHT SEAL. THEY ARE ECONOMICAL, EASY-TO-USE AND VERSATILE. VIRGIN POLYETHYLENE AND MEETS ALL USDA AND FDA REQUIREMENTS. CUSTOM PRINTING AVA | ILABLE (MIN ORDER 25,000). |  |  | 49 | 26 | 21 | 15.4826 | CF | CA | 1000 | CA |  | 16 | 566 2 | US | 1 |  | 0 | STND | 30 | AF | IN | IN | IN | LN | WD | HT | P |  |  | O | O | O | O
GS-07F-238AA | QP-BAG-09912 | QORPAK | PLASTIC ZIP BAG 9X12"LDPE 2 MIL WHI | QP-BAG-09912 | PLASTIC ZIP BAG 9X12"LDPE 2 MIL WHITE WRITE-ON LABEL | 9"X12" 2 MIL RESEALABLE ZIPPER BAG WITH WRITE-ON BLOCK HAVE A LARGE WRITING AREA FOR SAMPLE NOTATION. VIRGIN POLYETHYLENE AND MEETS ALL USDA AND FDA REQUIREMENTS. PROTECT, STORE OR TRANSFER SAMPLES AND PARTS. |  |  |  | 29 | 45 | 22 | 16.6146 | CF | CA | 1000 | CA |  | 16 | 566 2 | US | 1 |  | 0 | STND | 30 | AF | IN | IN | IN | LN | WD | HT | P |  |  | O | O | O | O
GS-07F-238AA | QP-GLA-00786 | QORPAK | GLASS VIAL NO CAP 1.85ML CS/144 | QP-GLA-00786 | GLASS VIAL NO CAP 1.85ML | CLEAR VIALS OFFER MAXIMUM VISIBILITY. TYPE I BOROSILICATE GLASS, PROVIDING EXCEPTIONAL RESISTANCE TO HEAT SHOCK AND CHEMICAL LEACHING. 12X35MM WITH 8-425 NECK SIZE. THE GLASS IS NON-POROUS AND HAS NO CATALYTIC AFFECT. BECAUSE THE BORON OXID | E PARTICLES IN THE GLASS ARE SO SMALL, THE SILICATE IS HELD MORE CLOSELY TOGETHER, RESULTING IN A MUCH STRONGER GLASS FOR YOUR LABORATORY NEEDS. PURCHASE CLOSURES SEPARATELY. OLD PART# QP-2501, NEW PART# QP-GLA-00786. |  |  | 29 | 45 | 22 | 16.6146 | CF | CA | 144 | CA |  | 3 | 566 2 | US | 1 |  | 0 | STND | 30 | AF | IN | IN | IN | LN | WD | HT | P |  |  | O | O | O | O
GS-07F-238AA | QP-GLA-00787 | QORPAK | GLASS VIAL NO CAP 1 DRM 3.75ML CS/144 | QP-GLA-00787 | GLASS VIAL NO CAP 1 DRM 3.75ML | CLEAR VIALS OFFER MAXIMUM VISIBILITY. TYPE 1 BOROSILICATE GLASS, PROVIDING EXCEPTIONAL RESISTANCE TO HEAT SHOCK AND CHEMICAL LEACHING. 15X45MM, 1 DRAM (4ML) CLEAR BOROSILICATE GLASS VIAL WITH 13-425 NECK FINISH. THE GLASS IS NON-POROUS AND | HAS NO CATALYTIC AFFECT. BECAUSE THE BORON OXIDE PARTICLES IN THE GLASS ARE SO SMALL, THE SILICATE IS HELD MORE CLOSELY TOGETHER, RESULTING IN A MUCH STRONGER GLASS FOR YOUR LABORATORY NEEDS. PURCHASE CLOSURES SEPARATELY. OLD PART# QP-2502, NEW PART# | QP-GLA-00787. |  | 29 | 45 | 22 | 16.6146 | CF | CA | 144 | CA |  | 3 | 566 2 | US | 1 |  | 0 | STND | 30 | AF | IN | IN | IN | LN | WD | HT | P |  |  | O | O | O | O
GS-07F-238AA | QP-GLA-00788 | QORPAK | GLASS VIAL NO CAP 2 DRM 7.5ML CS/144 | QP-GLA-00788 | GLASS VIAL NO CAP 2 DRM 7.5ML | CLEAR VIALS OFFER MAXIMUM VISIBILITY. TYPE I BOROSILICATE GLASS, PROVIDING EXCEPTIONAL RESISTANCE TO HEAT SHOCK AND CHEMICAL LEACHING. 17X60MM, 2 DRAM (7.5ML) CLEAR BOROSILICATE GLASS VIAL WITH 15-425 NECK FINISH. THE GLASS IS NON-POROUS A | ND HAS NO CATALYTIC AFFECT. BECAUSE THE BORON OXIDE PARTICLES IN THE GLASS ARE SO SMALL, THE SILICATE IS HELD MORE CLOSELY TOGETHER, RESULTING IN A MUCH STRONGER GLASS FOR YOUR LABORATORY NEEDS. PURCHASE CLOSURES SEPARATELY. OLD PART# QP-2503, NEW PA | RT# QP-GLA-00788. |  | 29 | 45 | 22 | 16.6146 | CF | CA | 144 | CA |  | 3 | 566 2 | US | 1 |  | 0 | STND | 30 | AF | IN | IN | IN | LN | WD | HT | P |  |  | O | O | O | O
GS-07F-238AA | QP-GLA-00789 | QORPAK | GLASS VIAL 3 DRM NO CAP 11ML CS/144 | QP-GLA-00789 | GLASS VIAL 3 DRM NO CAP 11ML | CLEAR VIALS OFFER MAXIMUM VISIBILITY. TYPE I BOROSILICATE GLASS, PROVIDING EXCEPTIONAL RESISTANCE TO HEAT SHOCK AND CHEMICAL LEACHING. 19X65MM, 3 DRAM (11ML) CLEAR BOROSILICATE GLASS VIAL WITH 15-425 NECK FINISH. THE GLASS IS NON-POROUS AND | HAS NO CATALYTIC AFFECT. BECAUSE THE BORON OXIDE PARTICLES IN THE GLASS ARE SO SMALL, THE SILICATE IS HELD MORE CLOSELY TOGETHER, RESULTING IN A MUCH STRONGER GLASS FOR YOUR LABORATORY NEEDS. PURCHASE CLOSURES SEPARATELY. OLD PART# QP-2504, NEW PART# | QP-GLA-00789. |  | 29 | 45 | 22 | 16.6146 | CF | CA | 144 | CA |  | 3 | 566 2 | US | 1 |  | 0 | STND | 30 | AF | IN | IN | IN | LN | WD | HT | P |  |  | O | O | O | O
GS-07F-238AA | QP-GLA-00790 | QORPAK | GLASS VIAL 4 DRM NO CAP 15ML CS/144 | QP-GLA-00790 | GLASS VIAL 4 DRM NO CAP 15ML | CLEAR VIALS OFFER MAXIMUM VISIBILITY. TYPE I BOROSILICATE GLASS, PROVIDING EXCEPTIONAL RESISTANCE TO HEAT SHOCK AND CHEMICAL LEACHING. 21X70MM, 4 DRAM (15ML) CLEAR BOROSILICATE GLASS VIAL WITH 18-400 NECK FINISH. THE GLASS IS NON-POROUS AND | HAS NO CATALYTIC AFFECT. BECAUSE THE BORON OXIDE PARTICLES IN THE GLASS ARE SO SMALL, THE SILICATE IS HELD MORE CLOSELY TOGETHER, RESULTING IN A MUCH STRONGER GLASS FOR YOUR LABORATORY NEEDS. PURCHASE CLOSURES SEPARATELY. OLD PART# QP-2505, NEW PART# | QP-GLA-00790. |  | 29 | 45 | 22 | 16.6146 | CF | CA | 144 | CA |  | 3 | 566 2 | US | 1 |  | 0 | STND | 30 | AF | IN | IN | IN | LN | WD | HT | P |  |  | O | O | O | O
GS-07F-238AA | QP-GLA-00791 | QORPAK | 20ML GLASS VIAL CA | QP-GLA-00791 | GLASS VIAL 5 DRM NO CAP 20ML | CLEAR VIALS OFFER MAXIMUM VISIBILITY. TYPE I BOROSILICATE GLASS, PROVIDING EXCEPTIONAL RESISTANCE TO HEAT SHOCK AND CHEMICAL LEACHING. 27.25X57.5MM, 5 DRAM (20ML) CLEAR BOROSILICATE GLASS VIAL WITH 24-400 NECK FINISH. THE GLASS IS NON-POROU | S AND HAS NO CATALYTIC AFFECT. BECAUSE THE BORON OXIDE PARTICLES IN THE GLASS ARE SO SMALL, THE SILICATE IS HELD MORE CLOSELY TOGETHER, RESULTING IN A MUCH STRONGER GLASS FOR YOUR LABORATORY NEEDS. PURCHASE CLOSURES SEPARATELY. OLD PART# QP-2508, NEW | PART# QP-GLA-00791. |  | 29 | 45 | 22 | 16.6146 | CF | CA | 72 | CA |  | 5 | 566 2 | US | 1 |  | 0 | STND | 30 | AF | IN | IN | IN | LN | WD | HT | P |  |  | O | O | O | O
GS-07F-238AA | QP-GLA-00792 | QORPAK | GLASS VIAL 6 DRM NO CAP 22ML CS/144 | QP-GLA-00792 | GLASS VIAL 6 DRM NO CAP 22ML | CLEAR VIALS OFFER MAXIMUM VISIBILITY. TYPE I BOROSILICATE GLASS, PROVIDING EXCEPTIONAL RESISTANCE TO HEAT SHOCK AND CHEMICAL LEACHING. 23X85MM, 6 DRAM (22ML) CLEAR BOROSILICATE GLASS VIAL WITH 20-400 NECK FINISH. THE GLASS IS NON-POROUS AND | HAS NO CATALYTIC AFFECT. BECAUSE THE BORON OXIDE PARTICLES IN THE GLASS ARE SO SMALL, THE SILICATE IS HELD MORE CLOSELY TOGETHER, RESULTING IN A MUCH STRONGER GLASS FOR YOUR LABORATORY NEEDS. PURCHASE CLOSURES SEPARATELY. OLD PART# QP-2506, NEW PART# | QP-GLA-00792. |  | 29 | 45 | 22 | 16.6146 | CF | CA | 144 | CA |  | 5 | 566 2 | US | 1 |  | 0 | STND | 30 | AF | IN | IN | IN | LN | WD | HT | P |  |  | O | O | O | O
GS-07F-238AA | QP-GLA-00794 | QORPAK | GLASS VIAL NO CAP 8 DRM 30ML CS/144 | QP-GLA-00794 | GLASS VIAL NO CAP 8 DRM 30ML | CLEAR VIALS OFFER MAXIMUM VISIBILITY. TYPE I BOROSILICATE GLASS, PROVIDING EXCEPTIONAL RESISTANCE TO HEAT SHOCK AND CHEMICAL LEACHING. 25X95MM, 8 DRAM (30ML) CLEAR BOROSILICATE GLASS VIAL WITH 22-400 NECK FINISH. THE GLASS IS NON-POROUS AND | HAS NO CATALYTIC AFFECT. BECAUSE THE BORON OXIDE PARTICLES IN THE GLASS ARE SO SMALL, THE SILICATE IS HELD MORE CLOSELY TOGETHER, RESULTING IN A MUCH STRONGER GLASS FOR YOUR LABORATORY NEEDS. PURCHASE CLOSURES SEPARATELY. OLD PART# QP-2507, NEW PART# | QP-GLA-00794. |  | 29 | 45 | 22 | 16.6146 | CF | CA | 144 | CA |  | 5 | 566 2 | US | 1 |  | 0 | STND | 30 | AF | IN | IN | IN | LN | WD | HT | P |  |  | O | O | O | O
GS-07F-238AA | QP-GLA-00797 | QORPAK | 40ML GLASS VIAL C | QP-GLA-00797 | GLASS VIAL NO CAP 10 DRM 40ML | CLEAR VIALS OFFER MAXIMUM VISIBILITY. TYPE I BOROSILICATE GLASS, PROVIDING EXCEPTIONAL RESISTANCE TO HEAT SHOCK AND CHEMICAL LEACHING. 27.75X95MM, 10 DRAM (40ML) CLEAR BOROSILICATE GLASS VIAL WITH 24-414 NECK FINISH. THE GLASS IS NON-POROUS | AND HAS NO CATALYTIC AFFECT. BECAUSE THE BORON OXIDE PARTICLES IN THE GLASS ARE SO SMALL, THE SILICATE IS HELD MORE CLOSELY TOGETHER, RESULTING IN A MUCH STRONGER GLASS FOR YOUR LABORATORY NEEDS. PURCHASE CLOSURES SEPARATELY. OLD PART# QP-2517, NEW P | ART# QP-GLA-00797. |  | 29 | 45 | 22 | 16.6146 | CF | CA | 72 | CA |  | 5 | 566 2 | US | 1 |  | 0 | STND | 30 | AF | IN | IN | IN | LN | WD | HT | P |  |  | O | O | O | O
GS-07F-238AA | QP-GLA-00799 | QORPAK | AMBER VIAL 2 DRM NO CAP 7.5ML CS/144 | QP-GLA-00799 | AMBER VIAL 2 DRM NO CAP 7.5ML | 17MM X 60MM, 2 DRAM AMBER BOROSILICATE VIAL WITH 15-425 NECK FINISH. 7.5 ML AMBER GLASS VIALS HAVE NO CAPS. AMBER VIALS OFFER PROTECTION FROM HARMFUL LIGHT AND UV RAYS FOR LIGHT SENSITIVE PRODUCTS. TYPE I BOROSILICATE GLASS, PROVIDING EXCEPTI | ONAL RESISTANCE TO HEAT SHOCK AND CHEMICAL LEACHING. THE GLASS IS NON-POROUS AND HAS NO CATALYTIC AFFECT. BECAUSE THE BORON OXIDE PARTICLES IN THE GLASS ARE SO SMALL, THE SILICATE IS HELD MORE CLOSELY TOGETHER, RESULTING IN A MUCH STRONGER GLASS FOR | YOUR LABORATORY NEEDS. PURCHASE CAPS SEPARATELY. |  | 29 | 45 | 22 | 16.6146 | CF | CA | 144 | CA |  | 5 | 566 2 | US | 1 |  | 0 | STND | 30 | AF | IN | IN | IN | LN | WD | HT | P |  |  | O | O | O | O
GS-07F-238AA | QP-GLA-00801 | QORPAK | AMBER VIAL 5 DRM NO CAP 20ML CS/144 | QP-GLA-00801 | GLASS VIAL 5 DRM AMBER NO CAP 20ML | 20 ML (5 DRAM) AMBER GLASS VIALS, NO CAPS. AMBER VIALS OFFER PROTECTION FROM HARMFUL LIGHT AND UV RAYS FOR LIGHT SENSITIVE PRODUCTS. 27.75X57MM, 5 DRAM (20ML) AMBER BOROSILICATE GLASS VIAL WITH 24-400 NECK FINISH. TYPE I BOROSILICATE GLASS, | PROVIDING EXCEPTIONAL RESISTANCE TO HEAT SHOCK AND CHEMICAL LEACHING. THE GLASS IS NON-POROUS AND HAS NO CATALYTIC AFFECT. BECAUSE THE BORON OXIDE PARTICLES IN THE GLASS ARE SO SMALL, THE SILICATE IS HELD MORE CLOSELY TOGETHER, RESULTING IN A MUCH ST | RONGER GLASS FOR YOUR LABORATORY NEEDS. PURCHASE CAPS SEPARATELY. OLD PART# QP-2516, NEW PART# QP-GLA-00801. |  | 29 | 45 | 22 | 16.6146 | CF | CA | 144 | CA |  | 5 | 566 2 | US | 1 |  | 0 | STND | 30 | AF | IN | IN | IN | LN | WD | HT | P |  |  | O | O | O | O
GS-07F-238AA | QP-GLA-00802 | QORPAK | 40ML AMBER GLASS VIAL (NO CA | QP-GLA-00802 | AMBER VIAL TOP NO CAP 10 DRM 40ML | 40 ML (10 DRAM) AMBER GLASS VIALS, NO CAPS. AMBER VIALS OFFER PROTECTION FROM HARMFUL LIGHT AND UV RAYS FOR LIGHT SENSITIVE PRODUCTS. 27.50X95MM, 10 DRAM (40ML) AMBER BOROSILICATE GLASS VIAL WITH 24-400 NECK FINISH. TYPE I BOROSILICATE GLAS | S, PROVIDING EXCEPTIONAL RESISTANCE TO HEAT SHOCK AND CHEMICAL LEACHING. THE GLASS IS NON-POROUS AND HAS NO CATALYTIC AFFECT. BECAUSE THE BORON OXIDE PARTICLES IN THE GLASS ARE SO SMALL, THE SILICATE IS HELD MORE CLOSELY TOGETHER, RESULTING IN A MUCH | STRONGER GLASS FOR YOUR LABORATORY NEEDS. PURCHASE CAPS SEPARATELY. OLD PART# QP-2518, NEW PART# QP-GLA-00802. |  | 29 | 45 | 22 | 16.6146 | CF | CA | 72 | CA |  | 5 | 566 2 | US | 1 |  | 0 | STND | 30 | AF | IN | IN | IN | LN | WD | HT | P |  |  | O | O | O | O
GS-07F-238AA | QP-GLA-00806 | QORPAK | 1 OZ CLEAR GLASS BOSTON ROUND BO | QP-GLA-00806 | CLEAR GLASS BOSTON ROUND BOTTLES 1 OZ | 1 OZ (30 ML) CLEAR GLASS BOSTON ROUND BOTTLES, NO CAPS. 31X79MM WITH A 20-400 NECK FINISH. CLEAR BOSTON ROUNDS OFFER MAXIMUM VISIBILITY AND SAMPLE INTEGRITY. BOSTON ROUND BOTTLES ARE IDEAL FOR GENERAL LABORATORY USE FOR LIQUID STORAGE & SAMPLING. T | HEY FEATURE A ROUND BODY, ROUNDED SHOULDERS AND NARROW SCREW NECK OPENING. THESE ENVIRONMENTALLY SENSITIVE BOTTLES HELP ELIMINATE WASTE AND HELP TO INSURE PRODUCT INTEGRITY FOR LONG TERM STORAGE. PURCHASE CLOSURES SEPARATELY. OLD PART# QP-2109, NEW P | ART# QP-GLA-00806. |  | 70 | 26 | 24 | 25.2778 | CF | CA | 48 | CA |  | 6 | 566 2 | US | 1 |  | 0 | STND | 30 | AF | IN | IN | IN | LN | WD | HT | P |  |  | O | O | O | O
GS-07F-238AA | QP-GLA-00809 | QORPAK | 2 OZ CLEAR GLASS BOSTON ROUND BO | QP-GLA-00809 | BOSTON ROUND BOTTLES 2 OZ CLEAR GLASS | 2 OZ (60 ML) CLEAR GLASS BOSTON ROUND BOTTLES, NO CAPS, 20-400 NECK FINISH, 39X94MM. CLEAR BOSTON ROUNDS OFFER MAXIMUM VISIBILITY AND SAMPLE INTEGRITY. BOSTON ROUND BOTTLES ARE IDEAL FOR GENERAL LABORATORY USE FOR LIQUID STORAGE & SAMPLING. THEY FE | ATURE A ROUND BODY, ROUNDED SHOULDERS AND NARROW SCREW NECK OPENING. THESE ENVIRONMENTALLY SENSITIVE BOTTLES HELP ELIMINATE WASTE AND HELP TO INSURE PRODUCT INTEGRITY FOR LONG TERM STORAGE. PURCHASE CLOSURES SEPARATELY. OLD PART# QP-2110, NEW PART# Q | P-GLA-00809. |  | 70 | 26 | 24 | 25.2778 | CF | CA | 24 | CA |  | 6 | 566 2 | US | 1 |  | 0 | STND | 30 | AF | IN | IN | IN | LN | WD | HT | P |  |  | O | O | O | O
GS-07F-238AA | QP-GLA-00811 | QORPAK | 4 OZ CLEAR GLASS BOSTON ROUND B | QP-GLA-00811 | BOSTON ROUND BOTTLES 4 OZ CLEAR GLASS | 4 OZ (125 ML) CLEAR GLASS BOSTON ROUND BOTTLES, NO CAPS, 22-400 NECK FINISH, 48X112MM. CLEAR BOSTON ROUNDS OFFER MAXIMUM VISIBILITY AND SAMPLE INTEGRITY. BOSTON ROUND BOTTLES ARE IDEAL FOR GENERAL LABORATORY USE FOR LIQUID STORAGE & SAMPLING. THEY | FEATURE A ROUND BODY, ROUNDED SHOULDERS AND NARROW SCREW NECK OPENING. THESE ENVIRONMENTALLY SENSITIVE BOTTLES HELP ELIMINATE WASTE AND HELP TO INSURE PRODUCT INTEGRITY FOR LONG TERM STORAGE. PURCHASE CLOSURES SEPARATELY. OLD PART# QP-2112, NEW PART# | QP-GLA-00811. |  | 70 | 26 | 24 | 25.2778 | CF | CA | 24 | CA |  | 18.8 | 566 2 | US | 1 |  | 0 | STND | 30 | AF | IN | IN | IN | LN | WD | HT | P |  |  | O | O | O | O
GS-07F-238AA | QP-GLA-00815 | QORPAK | 8.5 OZ CLEAR GLASS BOSTON ROUND | QP-GLA-00815 | BOSTON ROUND BOTTLES 8 OZ CLEAR GLASS 24-400 NECK FINISH | CLEAR BOSTON ROUNDS OFFER MAXIMUM VISIBILITY AND SAMPLE INTEGRITY. 8OZ (240ML) CLEAR BOSTON ROUND WITH 24-400 NECK FINISH, 60MM X 137MM. BOSTON ROUND BOTTLES ARE IDEAL FOR GENERAL LABORATORY USE FOR LIQUID STORAGE & SAMPLING. THEY FEATURE A ROUND BOD | Y, ROUNDED SHOULDERS AND NARROW SCREW NECK OPENING. THESE ENVIRONMENTALLY SENSITIVE BOTTLES HELP ELIMINATE WASTE AND HELP TO ENSURE PRODUCT INTEGRITY FOR LONG TERM STORAGE. PURCHASE CLOSURES SEPARATELY. OLD PART# QP-2013, NEW PART# QP-GLA-00812. |  |  | 70 | 26 | 24 | 25.2778 | CF | CA | 24 | CA |  | 14 | 566 2 | US | 1 |  | 0 | STND | 30 | AF | IN | IN | IN | LN | WD | HT | P |  |  | O | O | O | O
GS-07F-238AA | QP-GLA-00817 | QORPAK | 16 OZ CLEAR GLASS BOSTON ROUND | QP-GLA-00817 | BOSTON ROUND BOTTLES 480ML CLEAR GLASS 28-400 NECK FINISH | 16 OZ (500 ML) CLEAR GLASS BOSTON ROUND BOTTLES, NO CAPS. 16OZ (480ML) CLEAR BOSTON ROUND WITH 28-400 NECK FINISH, 75MM X 168MM. CLEAR BOSTON ROUNDS OFFER MAXIMUM VISIBILITY AND SAMPLE INTEGRITY. BOSTON ROUND BOTTLES ARE IDEAL FOR GENERAL LABORATORY | USE FOR LIQUID STORAGE & SAMPLING. THEY FEATURE A ROUND BODY, ROUNDED SHOULDERS AND NARROW SCREW NECK OPENING. THESE ENVIRONMENTALLY SENSITIVE BOTTLES HELP ELIMINATE WASTE AND HELP TO INSURE PRODUCT INTEGRITY FOR LONG TERM STORAGE. PURCHASE CLOSURES | SEPARATELY. OLD PART# QP-2014, NEW PART# QP-GLA-00817. |  | 40 | 38 | 27 | 23.75 | CF | CA | 12 | CA |  | 16 | 566 2 | US | 1 |  | 0 | STND | 30 | AF | IN | IN | IN | LN | WD | HT | P |  |  | O | O | O | O
GS-07F-238AA | QP-GLA-00819 | QORPAK | 32 OZ CLEAR GLASS BOSTON ROUND | QP-GLA-00819 | BOSTON ROUND BOTTLES 1 LITER CLEAR GLASS 33-400 NO CAP | CLEAR BOSTON ROUNDS OFFER MAXIMUM VISIBILITY AND SAMPLE INTEGRITY. 32OZ (960ML) CLEAR BOSTON ROUND WITH 33-400 NECK FINISH, 94MM X 210MM. BOSTON ROUND BOTTLES ARE IDEAL FOR GENERAL LABORATORY USE FOR LIQUID STORAGE & SAMPLING. THEY FEATURE A ROUND BO | DY, ROUNDED SHOULDERS AND NARROW SCREW NECK OPENING. THESE ENVIRONMENTALLY SENSITIVE BOTTLES HELP ELIMINATE WASTE AND HELP TO INSURE PRODUCT INTEGRITY FOR LONG TERM STORAGE. PURCHASE CLOSURES SEPARATELY. OLD PART# QP-2017, NEW PART# QP-GLA-00819. |  |  | 40 | 38 | 27 | 23.75 | CF | CA | 12 | CA |  | 16 | 566 2 | US | 1 |  | 0 | STND | 30 | AF | IN | IN | IN | LN | WD | HT | P |  |  | O | O | O | O
GS-07F-238AA | QP-GLA-00824 | QORPAK | 1 OZ CLEAR GLASS FRENCH SQUARE ( | QP-GLA-00824 | FRENCH SQUARE GLASS BOTTLES 1 OZ CLEAR GLASS | 1 OZ (30 ML) CLEAR GLASS FRENCH SQUARE, NO CAPS, WITH 24-400 NECK FINISH, 35X72MM. CLEAR FRENCH SQUARE BOTTLES PROVIDE MAXIMUM CONTENT VISIBILITY, SPACE SAVING DESIGN AND A WIDE MOUTH OPENING. IDEAL FOR MIXING, STORING AND SAMPLING. PURCHASE CLOSUR | ES SEPARATELY. OLD PART# QP-2102, NEW PART# QP-GLA-00824. |  |  | 40 | 38 | 27 | 23.75 | CF | CA | 48 | CA |  | 18.8 | 566 2 | US | 1 |  | 0 | STND | 30 | AF | IN | IN | IN | LN | WD | HT | P |  |  | O | O | O | O
GS-07F-238AA | QP-GLA-00827 | QORPAK | 2 OZ CLEAR GLASS FRENCH SQUARE ( | QP-GLA-00827 | FRENCH SQUARE GLASS BOTTLES 2 OZ NO CAP | 2 OZ (60 ML) CLEAR GLASS FRENCH SQUARE, NO CAPS, WITH 28-400 NECK FINISH, 37X86MM. CLEAR FRENCH SQUARE BOTTLES PROVIDE MAXIMUM CONTENT VISIBILITY, SPACE SAVING DESIGN AND A WIDE MOUTH OPENING. IDEAL FOR MIXING, STORING AND SAMPLING. PURCHASE CLOSUR | ES SEPARATELY. OLD PART# QP-2103, NEW PART# QP-GLA-00827. |  |  | 40 | 38 | 27 | 23.75 | CF | CA | 48 | CA |  | 18.8 | 566 2 | US | 1 |  | 0 | STND | 30 | AF | IN | IN | IN | LN | WD | HT | P |  |  | O | O | O | O
GS-07F-238AA | QP-GLA-00830 | QORPAK | 4 OZ CLEAR GLASS FRENCH SQUARE | QP-GLA-00830 | FRENCH SQUARE GLASS BOTTLES 4 OZ CLEAR GLASS NO CAP | 4 OZ (125 ML) CLEAR GLASS FRENCH SQUARE WITH 33-400 NECK FINISH, 45X112MM, NO CAPS. CLEAR FRENCH SQUARE BOTTLES PROVIDE MAXIMUM CONTENT VISIBILITY, SPACE SAVING DESIGN AND A WIDE MOUTH OPENING. IDEAL FOR MIXING, STORING AND SAMPLING. PURCHASE CLOSU | RES SEPARATELY. OLD PART# QP-2104, NEW PART# QP-GLA-00830. |  |  | 40 | 38 | 27 | 23.75 | CF | CA | 24 | CA |  | 18.8 | 566 2 | US | 1 |  | 0 | STND | 30 | AF | IN | IN | IN | LN | WD | HT | P |  |  | O | O | O | O
GS-07F-238AA | QP-GLA-00832 | QORPAK | 8 OZ CLEAR GLASS FRENCH SQUARE | QP-GLA-00832 | FRENCH SQUARE GLASS BOTTLES 8 OZ CLEAR GLASS NO CAP | 8.5 OZ (250 ML) CLEAR GLASS FRENCH SQUARE WITH 43-400 NECK FINISH, 51X137MM, NO CAPS. CLEAR FRENCH SQUARE BOTTLES PROVIDE MAXIMUM CONTENT VISIBILITY, SPACE SAVING DESIGN AND A WIDE MOUTH OPENING. IDEAL FOR MIXING, STORING AND SAMPLING. PURCHASE CLO | SURES SEPARATELY. OLD PART# QP-2105, NEW PART# QP-GLA-00832. |  |  | 40 | 38 | 27 | 23.75 | CF | CA | 24 | CA |  | 18.8 | 566 2 | US | 1 |  | 0 | STND | 30 | AF | IN | IN | IN | LN | WD | HT | P |  |  | O | O | O | O
GS-07F-238AA | QP-GLA-00834 | QORPAK | 16 OZ CLEAR GLASS FRENCH SQUARE | QP-GLA-00834 | FRENCH SQUARE GLASS BOTTLES 16 OZ CLEAR GLASS NO CAP | 16 OZ (500 ML) CLEAR GLASS FRENCH SQUARE WITH 48-400 NECK FINISH, NO CAPS, 62X167MM. CLEAR FRENCH SQUARE BOTTLES PROVIDE MAXIMUM CONTENT VISIBILITY, SPACE SAVING DESIGN AND A WIDE MOUTH OPENING. IDEAL FOR MIXING, STORING AND SAMPLING. PURCHASE CLOS | URES SEPARATELY. PART# QP-GLA-00834. |  |  | 40 | 38 | 27 | 23.75 | CF | CA | 24 | CA |  | 18.8 | 566 2 | US | 1 |  | 0 | STND | 30 | AF | IN | IN | IN | LN | WD | HT | P |  |  | O | O | O | O
GS-07F-238AA | QP-GLA-00836 | QORPAK | 32 OZ CLEAR GLASS FRENCH SQUARE | QP-GLA-00836 | FRENCH SQUARE GLASS BOTTLES 1 LITER CLEAR | 32 OZ (950 ML) CLEAR GLASS FRENCH SQUARE, NO CAPS, 83X202MM, 58-400 NECK FINISH. CLEAR FRENCH SQUARE BOTTLES PROVIDE MAXIMUM CONTENT VISIBILITY, SPACE SAVING DESIGN AND A WIDE MOUTH OPENING. IDEAL FOR MIXING, STORING AND SAMPLING. PURCHASE CLOSURES | SEPARATELY. OLD PART# QP-2107, NEW PART# QP-GLA-00836. |  |  | 40 | 38 | 27 | 23.75 | CF | CA | 12 | CA |  | 18.8 | 566 2 | US | 1 |  | 0 | STND | 30 | AF | IN | IN | IN | LN | WD | HT | P |  |  | O | O | O | O
GS-07F-238AA | QP-GLA-00837 | QORPAK | CLEAR GLASS JUG 64OZ JUG ONL | QP-GLA-00837 | GLASS JUG 2 LITER CLEAR NO CAP | 124X265MM. 64OZ (1,920 ML) - (APPROXIMATELY 2 LITER) CLEAR GLASS JUG, JUG ONLY (NO CAPS), WITH 38-400 NECK FINISH. CLEAR JUGS WITH MOLDED FINGER GRIPS ARE THE PERFECT STORAGE SOLUTION FOR LARGE QUANTITIES OF LIQUID. GLASS IS INERT AND PROTECTS AGAI | NST GAS AND PRODUCT PERMEATION. CLEAR CLASS PROVIDES MAXIMUM VISIBILITY AND SAMPLE INTEGRITY. THESE BOTTLES HAVE A HIGH SHIPPING COST DUE TO THEIR LARGE SIZE AND WEIGHT. OUR ONLINE SHIPPING CALCULATOR WILL PROVIDE A SHIPPING COST BASED ON OUR MAIN SH | IPPING HUB. IF YOU PREFER TO RECEIVE A SHIP QUOTE FROM THE CLOSEST POSSIBLE LOCATION, PLEASE CALL US AT (888) 322-5722. OLD PART# QP-2063, NEW PART# QP-GLA-00837. |  | 40 | 38 | 27 | 23.75 | CF | CA | 6 | CA |  | 21.9 | 566 2 | US | 1 |  | 0 | STND | 30 | AF | IN | IN | IN | LN | WD | HT | P |  |  | O | O | O | O
GS-07F-238AA | QP-GLA-00838 | QORPAK | CLEAR GLASS JUG 128OZ JUG ON | QP-GLA-00838 | GLASS JUG 4 LITER CLEAR | 128OZ (3,840 ML OR APPROXIMATELY 4 LITER) CLEAR GLASS JUG, JUG ONLY (NO CAPS) WITH 38-400 NECK FINISH, 166X293MM. CLEAR JUGS WITH MOLDED FINGER GRIPS ARE THE PERFECT STORAGE SOLUTION FOR LARGE QUANTITIES OF LIQUID. GLASS IS INERT AND PROTECTS AGAIN | ST GAS AND PRODUCT PERMEATION. CLEAR CLASS PROVIDES MAXIMUM VISIBILITY AND SAMPLE INTEGRITY. THESE BOTTLES HAVE A HIGH SHIPPING COST DUE TO THEIR LARGE SIZE AND WEIGHT. OUR ONLINE SHIPPING CALCULATOR WILL PROVIDE A SHIPPING COST BASED ON OUR MAIN SHI | PPING HUB. IF YOU PREFER TO RECEIVE A SHIP QUOTE FROM THE CLOSEST POSSIBLE LOCATION, PLEASE CALL US AT (888) 322-5722. OLD PART# QP-2064, NEW PART# QP-GLA-00838. |  | 40 | 38 | 27 | 23.75 | CF | CA | 4 | CA |  | 33.8 | 566 2 | US | 1 |  | 0 | STND | 30 | AF | IN | IN | IN | LN | WD | HT | P |  |  | O | O | O | O
GS-07F-238AA | QP-GLA-00841 | QORPAK | GLASS GRADUATED BOTTLES 1 OZ (NO | QP-GLA-00841 | GRADUATED MEDIUM ROUND GLASS BOTTLES 1 OZ NO CAP | 33X68MM. GRADUATED BOTTLES, 1 OZ (30ML) WITH 33-400 NECK FINISH, NO CAPS. THESE CLEAR GRADUATED GLASS JARS (ALSO CALLED BOTTLE BEAKERS OR MEDIUM ROUNDS) ARE EXCELLENT FOR USE WITH BIOLOGICAL AND PATHOLOGICAL SPECIMENS, BUT CAN ALSO BE USED FOR STOR | ING INDUSTRIAL LABORATORY CHEMICALS AND REAGENTS. THEY ARE DESIGNED WITH A SLIGHT SHOULDER FOR EASY POURING AND HANDLING. GRADUATED IN ML AND OZ. MIX, MEASURE, AND STORE IN THE SAME CONTAINER. PURCHASE CLOSURES SEPARATELY. PART# QP-GLA-00841. |  |  | 40 | 38 | 27 | 23.75 | CF | CA | 48 | CA |  | 16 | 566 2 | US | 1 |  | 0 | STND | 30 | AF | IN | IN | IN | LN | WD | HT | P |  |  | O | O | O | O
GS-07F-238AA | QP-GLA-00843 | QORPAK | GLASS GRADUATED BOTTLES 2 OZ (NO | QP-GLA-00843 | GRADUATED MEDIUM ROUND GLASS BOTTLES 2 OZ NO CAP | 42X83MM. GRADUATED BOTTLES, 2 OZ (60ML) WITH 38-400 NECK FINISH, NO CAPS. THESE CLEAR GRADUATED GLASS JARS (ALSO CALLED BOTTLE BEAKERS OR MEDIUM ROUNDS) ARE EXCELLENT FOR USE WITH BIOLOGICAL AND PATHOLOGICAL SPECIMENS, BUT CAN ALSO BE USED FOR STOR | ING INDUSTRIAL LABORATORY CHEMICALS AND REAGENTS. THEY ARE DESIGNED WITH A SLIGHT SHOULDER FOR EASY POURING AND HANDLING. GRADUATED IN ML AND OZ. MIX, MEASURE, AND STORE IN THE SAME CONTAINER. PURCHASE CLOSURES SEPARATELY. PART# QP-GLA-00843. |  |  | 40 | 38 | 27 | 23.75 | CF | CA | 48 | CA |  | 14 | 566 2 | US | 1 |  | 0 | STND | 30 | AF | IN | IN | IN | LN | WD | HT | P |  |  | O | O | O | O
GS-07F-238AA | QP-GLA-00845 | QORPAK | GLASS GRADUATED BOTTLES 4 OZ (N | QP-GLA-00845 | GRADUATED MEDIUM ROUND GLASS BOTTLES 4 OZ NO CAP | 51X102MM. GRADUATED BOTTLES, 4 OZ WITH 48-400 NECK FINISH. THESE CLEAR GRADUATED GLASS JARS (ALSO CALLED BOTTLE BEAKERS OR MEDIUM ROUNDS) ARE EXCELLENT FOR USE WITH BIOLOGICAL AND PATHOLOGICAL SPECIMENS, BUT CAN ALSO BE USED FOR STORING INDUSTRIAL | LABORATORY CHEMICALS AND REAGENTS. THEY ARE DESIGNED WITH A SLIGHT SHOULDER FOR EASY POURING AND HANDLING. GRADUATED IN ML AND OZ. MIX, MEASURE, AND STORE IN THE SAME CONTAINER. PURCHASE CLOSURES SEPARATELY. PART# QP-GLA-00845. |  |  | 49 | 45 | 22 | 28.0729 | CF | CA | 24 | CA |  | 14 | 566 2 | US | 1 |  | 0 | STND | 30 | AF | IN | IN | IN | LN | WD | HT | P |  |  | O | O | O | O
GS-07F-238AA | QP-GLA-00849 | QORPAK | GLASS GRADUATED BOTTLES 16 OZ ( | QP-GLA-00849 | GRADUATED MEDIUM ROUND GLASS BOTTLES 16 OZ NO CAP | 76X145MM. GRADUATED BOTTLES, 16 OZ (480ML) WITH 70-400 NECK FINISH, NO CAPS. THESE CLEAR GRADUATED GLASS JARS (ALSO CALLED BOTTLE BEAKERS OR MEDIUM ROUNDS) ARE EXCELLENT FOR USE WITH BIOLOGICAL AND PATHOLOGICAL SPECIMENS, BUT CAN ALSO BE USED FOR S | TORING INDUSTRIAL LABORATORY CHEMICALS AND REAGENTS. THEY ARE DESIGNED WITH A SLIGHT SHOULDER FOR EASY POURING AND HANDLING. GRADUATED IN ML AND OZ. MIX, MEASURE, AND STORE IN THE SAME CONTAINER. PURCHASE CLOSURES SEPARATELY. OLD PART# QP-2185, NEW P | ART# QP-GLA-00849. |  | 49 | 45 | 22 | 28.0729 | CF | CA | 24 | CA |  | 24 | 566 2 | US | 1 |  | 0 | STND | 30 | AF | IN | IN | IN | LN | WD | HT | P |  |  | O | O | O | O
GS-07F-238AA | QP-GLA-00851 | QORPAK | STRAIGHT SIDED JAR 1OZ 43-400 NEC | QP-GLA-00851 | CLEAR GLASS JAR 1 OZ NO CAP | 43X43MM. STRAIGHT SIDED ROUND JAR, 1OZ (30ML) CLEAR WITH 43-400 NECK FINISH, JARS ONLY. CLEAR / FLINT STRAIGHT SIDED ROUND JARS ARE DESIGNED WITHOUT SHOULDERS FOR MAXIMUM STORAGE CAPACITY AND CONTENT VISIBILITY. PURCHASE CLOSURES SEPARATELY. OLD PA | RT# QP-2139, NEW PART# QP-GLA-00851. |  |  | 49 | 45 | 22 | 28.0729 | CF | CA | 48 | CA |  | 18.8 | 566 2 | US | 1 |  | 0 | STND | 30 | AF | IN | IN | IN | LN | WD | HT | P |  |  | O | O | O | O
GS-07F-238AA | QP-GLA-00857 | QORPAK | STRAIGHT SIDED JAR 4OZ 58-400 NE | QP-GLA-00857 | CLEAR GLASS JARS 4 OZ NO CAP | 60X69MM. STRAIGHT SIDED ROUND JAR, 4OZ (120ML) CLEAR WITH 58-400 NECK FINISH, JARS ONLY. CLEAR / FLINT STRAIGHT SIDED ROUND JARS ARE DESIGNED WITHOUT SHOULDERS FOR MAXIMUM STORAGE CAPACITY AND CONTENT VISIBILITY. PURCHASE CLOSURES SEPARATELY. OLD P | ART# QP-2043, NEW PART# QP-GLA-00857. |  |  | 49 | 45 | 22 | 28.0729 | CF | CA | 24 | CA |  | 17.5 | 566 2 | US | 1 |  | 0 | STND | 30 | AF | IN | IN | IN | LN | WD | HT | P |  |  | O | O | O | O
GS-07F-238AA | QP-GLA-00859 | QORPAK | STRAIGHT SIDED JAR 6OZ 63-400 NE | QP-GLA-00859 | CLEAR GLASS JARS 6 OZ NO CAP | 65X79MM. STRAIGHT SIDED ROUND JAR, 6OZ (180ML) CLEAR WITH 63-400 NECK FINISH, JARS ONLY. CLEAR / FLINT STRAIGHT SIDED ROUND JARS ARE DESIGNED WITHOUT SHOULDERS FOR MAXIMUM STORAGE CAPACITY AND CONTENT VISIBILITY. PURCHASE CLOSURES SEPARATELY. OLD P | ART# QP-2045, NEW PART# QP-GLA-00859. |  |  | 49 | 45 | 22 | 28.0729 | CF | CA | 24 | CA |  | 18.1 | 566 2 | US | 1 |  | 0 | STND | 30 | AF | IN | IN | IN | LN | WD | HT | P |  |  | O | O | O | O
GS-07F-238AA | QP-GLA-00860 | QORPAK | TALL STRAIGHT SIDED JAR 8OZ 58-4 | QP-GLA-00860 | CLEAR GLASS TALL JARS 8 OZ NO CAP | 57X137MM. 8OZ (240ML) CLEAR TALL STRAIGHT SIDED JAR WITH 58-400 NECK FINISH, JAR ONLY. CLEAR / FLINT TALL STRAIGHT SIDED ROUND JARS ARE IDEAL FOR SAMPLING AND ARE DESIGNED WITHOUT SHOULDERS TO PROVIDE MAXIMUM STORAGE AND VISIBILITY. PURCHASE CLOSUR | ES SEPARATELY. OLD PART# QP-2078, NEW PART# QP-GLA-00860. |  |  | 49 | 45 | 22 | 28.0729 | CF | CA | 24 | CA |  | 14 | 566 2 | US | 1 |  | 0 | STND | 30 | AF | IN | IN | IN | LN | WD | HT | P |  |  | O | O | O | O
GS-07F-238AA | QP-GLA-00861 | QORPAK | STRAIGHT SIDED JAR 8OZ 70-400 NE | QP-GLA-00861 | CLEAR GLASS JARS 8 OZ NO CAP | 73X89MM. STRAIGHT SIDED ROUND JAR, 8OZ (240ML) CLEAR WITH 70-400 NECK FINISH, JARS ONLY. CLEAR / FLINT STRAIGHT SIDED ROUND JARS ARE DESIGNED WITHOUT SHOULDERS FOR MAXIMUM STORAGE CAPACITY AND CONTENT VISIBILITY. PURCHASE CLOSURES SEPARATELY. OLD P | ART# QP-2046, NEW PART# QP-GLA-00861. |  |  | 49 | 45 | 22 | 28.0729 | CF | CA | 24 | CA |  | 14 | 566 2 | US | 1 |  | 0 | STND | 30 | AF | IN | IN | IN | LN | WD | HT | P |  |  | O | O | O | O
GS-07F-238AA | QP-GLA-00864 | QORPAK | STRAIGHT SIDED JAR 16OZ 89-400 N | QP-GLA-00864 | CLEAR GLASS JAR 480ML NO CAP | 91X96MM. STRAIGHT SIDED ROUND JAR, 16OZ (480ML) CLEAR WITH 89-400 NECK FINISH, JARS ONLY. CLEAR / FLINT STRAIGHT SIDED ROUND JARS ARE DESIGNED WITHOUT SHOULDERS FOR MAXIMUM STORAGE CAPACITY AND CONTENT VISIBILITY. PURCHASE CLOSURES SEPARATELY. OLD | PART# QP-2047, NEW PART# QP-GLA-00864. |  |  | 49 | 45 | 22 | 28.0729 | CF | CA | 12 | CA |  | 16 | 566 2 | US | 1 |  | 0 | STND | 30 | AF | IN | IN | IN | LN | WD | HT | P |  |  | O | O | O | O
GS-07F-238AA | QP-GLA-00866 | QORPAK | TALL STRAIGHT SIDED JAR 16OZ 63- | QP-GLA-00866 | TALL CLEAR GLASS JARS 480ML NO CAP | 69X169MM. 16OZ (480ML) CLEAR TALL STRAIGHT SIDED JAR WITH 63-400 NECK FINISH, JAR ONLY. CLEAR / FLINT TALL STRAIGHT SIDED ROUND JARS ARE IDEAL FOR SAMPLING AND ARE DESIGNED WITHOUT SHOULDERS TO PROVIDE MAXIMUM STORAGE AND VISIBILITY. PURCHASE CLOSU | RES SEPARATELY. OLD PART# QP-2080, NEW PART# QP-GLA-00866. |  |  | 49 | 45 | 22 | 28.0729 | CF | CA | 12 | CA |  | 16 | 566 2 | US | 1 |  | 0 | STND | 30 | AF | IN | IN | IN | LN | WD | HT | P |  |  | O | O | O | O
GS-07F-238AA | QP-GLA-00867 | QORPAK | STRAIGHT SIDED JAR 32OZ 89-400 N | QP-GLA-00867 | CLEAR GLASS JARS 1 LITER NO CAP | 95X170MM. STRAIGHT SIDED ROUND JAR, 32OZ (960ML) CLEAR WITH 89-400 NECK FINISH, JARS ONLY. CLEAR / FLINT STRAIGHT SIDED ROUND JARS ARE DESIGNED WITHOUT SHOULDERS FOR MAXIMUM STORAGE CAPACITY AND CONTENT VISIBILITY. PURCHASE CLOSURES SEPARATELY. PAR | T# QP-GLA-00867. |  |  | 49 | 45 | 22 | 28.0729 | CF | CA | 12 | CA |  | 16 | 566 2 | US | 1 |  | 0 | STND | 30 | AF | IN | IN | IN | LN | WD | HT | P |  |  | O | O | O | O
GS-07F-238AA | QP-GLA-00869 | QORPAK | GLASS MASON JARS 4 OZ WIDE MOUT | QP-GLA-00869 | WIDE MOUTH GLASS BOTTLES 4 OZ CLEAR NO CAP | 51X86MM. 4 OZ (120 ML) WIDE MOUTH CLEAR GLASS PACKER BOTTLE, NO CAPS, 48-400 NECK FINISH. CLEAR PACKERS OFFER MAXIMUM VISIBILITY AND SAMPLE INTEGRITY. BOSTON ROUND BOTTLES ARE IDEAL FOR GENERAL LABORATORY USE FOR LIQUID STORAGE & SAMPLING. THE WIDE | OPENING ON THESE BOTTLES MAKE THEM THE IDEAL GENERAL PURPOSE BOTTLE FOR SOLID SAMPLING. THESE ENVIRONMENTALLY SENSITIVE BOTTLES HELP ELIMINATE WASTE AND HELP TO INSURE PRODUCT INTEGRITY FOR LONG TERM STORAGE. APPLICATIONS INCLUDE PHARMACEUTICAL, CHEM | ICAL, ENVIRONMENTAL, AND FOOD PACKAGING AND STORING. PURCHASE CLOSURES SEPARATELY. OLD PART# QP-2067, NEW PART# QP-GLA-00869. |  | 49 | 45 | 22 | 28.0729 | CF | CA | 24 | CA |  | 24 | 566 2 | US | 1 |  | 0 | STND | 30 | AF | IN | IN | IN | LN | WD | HT | P |  |  | O | O | O | O
GS-07F-238AA | QP-GLA-00871 | QORPAK | GLASS MASON JARS 8 OZ WIDE MOUT | QP-GLA-00871 | WIDE MOUTH GLASS BOTTLES 8 OZ CLEAR NO CAP | 62X109MM. 8 OZ (240 ML) WIDE MOUTH CLEAR GLASS PACKER BOTTLE, NO CAPS, 58-400 NECK FINISH. CLEAR PACKERS OFFER MAXIMUM VISIBILITY AND SAMPLE INTEGRITY. BOSTON ROUND BOTTLES ARE IDEAL FOR GENERAL LABORATORY USE FOR LIQUID STORAGE & SAMPLING. THE WID | E OPENING ON THESE BOTTLES MAKE THEM THE IDEAL GENERAL PURPOSE BOTTLE FOR SOLID SAMPLING. THESE ENVIRONMENTALLY SENSITIVE BOTTLES HELP ELIMINATE WASTE AND HELP TO INSURE PRODUCT INTEGRITY FOR LONG TERM STORAGE. APPLICATIONS INCLUDE PHARMACEUTICAL, CH | EMICAL, ENVIRONMENTAL, AND FOOD PACKAGING AND STORING. PURCHASE CLOSURES SEPARATELY. OLD PART# QP-2068, NEW PART# QP-GLA-00871. |  | 49 | 45 | 22 | 28.0729 | CF | CA | 24 | CA |  | 24 | 566 2 | US | 1 |  | 0 | STND | 30 | AF | IN | IN | IN | LN | WD | HT | P |  |  | O | O | O | O
GS-07F-238AA | QP-GLA-00874 | QORPAK | GLASS MASON JARS 16 OZ WIDE MOU | QP-GLA-00874 | WIDE MOUTH GLASS BOTTLES 16 OZ CLEAR NO CAP | 79X133MM. 16 OZ (480 ML) WIDE MOUTH CLEAR GLASS PACKER BOTTLE, NO CAPS, 63-400 NECK FINISH. CLEAR PACKERS OFFER MAXIMUM VISIBILITY AND SAMPLE INTEGRITY. BOSTON ROUND BOTTLES ARE IDEAL FOR GENERAL LABORATORY USE FOR LIQUID STORAGE & SAMPLING. THE WI | DE OPENING ON THESE BOTTLES MAKE THEM THE IDEAL GENERAL PURPOSE BOTTLE FOR SOLID SAMPLING. THESE ENVIRONMENTALLY SENSITIVE BOTTLES HELP ELIMINATE WASTE AND HELP TO INSURE PRODUCT INTEGRITY FOR LONG TERM STORAGE. APPLICATIONS INCLUDE PHARMACEUTICAL, C | HEMICAL, ENVIRONMENTAL, AND FOOD PACKAGING AND STORING. PURCHASE CLOSURES SEPARATELY. OLD PART# QP-2070, NEW PART# QP-GLA-00874. |  | 49 | 45 | 22 | 28.0729 | CF | CA | 24 | CA |  | 24 | 566 2 | US | 1 |  | 0 | STND | 30 | AF | IN | IN | IN | LN | WD | HT | P |  |  | O | O | O | O
GS-07F-238AA | QP-GLA-00882 | QORPAK | GLASS MASON JARS 64 OZ WIDE MO | QP-GLA-00882 | WIDE MOUTH GLASS BOTTLES 2 LITER CLEAR NO CAP | 124X214MM. 64 OZ (1893 ML) WIDE MOUTH CLEAR GLASS PACKER BOTTLE, NO CAPS, 83-400 NECK FINISH. CLEAR PACKERS OFFER MAXIMUM VISIBILITY AND SAMPLE INTEGRITY. BOSTON ROUND BOTTLES ARE IDEAL FOR GENERAL LABORATORY USE FOR LIQUID STORAGE & SAMPLING. THE | WIDE OPENING ON THESE BOTTLES MAKE THEM THE IDEAL GENERAL PURPOSE BOTTLE FOR SOLID SAMPLING. THESE ENVIRONMENTALLY SENSITIVE BOTTLES HELP ELIMINATE WASTE AND HELP TO INSURE PRODUCT INTEGRITY FOR LONG TERM STORAGE. APPLICATIONS INCLUDE PHARMACEUTICAL, | CHEMICAL, ENVIRONMENTAL, AND FOOD PACKAGING AND STORING. PURCHASE CLOSURES SEPARATELY. OLD PART# QP-2073, NEW PART# QP-GLA-00882. |  | 49 | 45 | 22 | 28.0729 | CF | CA | 6 | CA |  | 24 | 566 2 | US | 1 |  | 0 | STND | 30 | AF | IN | IN | IN | LN | WD | HT | P |  |  | O | O | O | O
GS-07F-238AA | QP-GLA-00883 | QORPAK | GLASS MASON JARS 128 OZ WIDE M | QP-GLA-00883 | WIDE MOUTH GLASS BOTTLES 4 LITER CLEAR NO CAP | 157X256MM. 128 OZ (3785 ML) WIDE MOUTH CLEAR GLASS PACKER BOTTLE, NO CAPS, 89-400 NECK FINISH. CLEAR PACKERS OFFER MAXIMUM VISIBILITY AND SAMPLE INTEGRITY. BOSTON ROUND BOTTLES ARE IDEAL FOR GENERAL LABORATORY USE FOR LIQUID STORAGE & SAMPLING. THE | WIDE OPENING ON THESE BOTTLES MAKE THEM THE IDEAL GENERAL PURPOSE BOTTLE FOR SOLID SAMPLING. THESE ENVIRONMENTALLY SENSITIVE BOTTLES HELP ELIMINATE WASTE AND HELP TO INSURE PRODUCT INTEGRITY FOR LONG TERM STORAGE. APPLICATIONS INCLUDE PHARMACEUTICAL, | CHEMICAL, ENVIRONMENTAL, AND FOOD PACKAGING AND STORING. PURCHASE CLOSURES SEPARATELY. OLD PART# QP-2074, NEW PART# QP-GLA-00883. |  | 49 | 45 | 22 | 28.0729 | CF | CA | 4 | CA |  | 24 | 566 2 | US | 1 |  | 0 | STND | 30 | AF | IN | IN | IN | LN | WD | HT | P |  |  | O | O | O | O
GS-07F-238AA | QP-GLA-00887 | QORPAK | AMBER BOSTON ROUND BOTTLES 2 OZ | QP-GLA-00887 | AMBER GLASS BOSTON ROUND BOTTLES 2 OZ NO CAP | 2 OZ (60 ML) AMBER BOSTON ROUND, NO CAPS, 20-400 NECK FINISH, 39X94MM. AMBER BOSTON ROUNDS PROTECT YOUR SAMPLE FROM UV RAYS AND ARE IDEAL FOR LIGHT SENSITIVE PRODUCTS. BOSTON ROUND BOTTLES ARE IDEAL FOR GENERAL LABORATORY USE FOR LIQUID STORAGE & S | AMPLING. THEY FEATURE A ROUND BODY, ROUNDED SHOULDERS AND NARROW SCREW NECK OPENING. THESE ENVIRONMENTALLY SENSITIVE BOTTLES HELP ELIMINATE WASTE AND HELP TO INSURE PRODUCT INTEGRITY FOR LONG TERM STORAGE. PURCHASE CLOSURES SEPARATELY. OLD PART# QP-2 | 118, NEW PART# QP-GLA-00887. |  | 49 | 45 | 22 | 28.0729 | CF | CA | 24 | CA |  | 6 | 566 2 | US | 1 |  | 0 | STND | 30 | AF | IN | IN | IN | LN | WD | HT | P |  |  | O | O | O | O
GS-07F-238AA | QP-GLA-00890 | QORPAK | AMBER BOSTON ROUND BOTTLES 4 OZ (125ML | QP-GLA-00890 | AMBER GLASS BOSTON ROUND BOTTLES 4 OZ NO CAP | 4 OZ (125 ML) AMBER BOSTON ROUND, NO CAPS, 22-400 NECK FINISH, 48X112MM. AMBER BOSTON ROUNDS PROTECT YOUR SAMPLE FROM UV RAYS AND ARE IDEAL FOR LIGHT SENSITIVE PRODUCTS. BOSTON ROUND BOTTLES ARE IDEAL FOR GENERAL LABORATORY USE FOR LIQUID STORAGE & | SAMPLING. THEY FEATURE A ROUND BODY, ROUNDED SHOULDERS AND NARROW SCREW NECK OPENING. THESE ENVIRONMENTALLY SENSITIVE BOTTLES HELP ELIMINATE WASTE AND HELP TO INSURE PRODUCT INTEGRITY FOR LONG TERM STORAGE. PURCHASE CLOSURES SEPARATELY. OLD PART# QP- | 2119, NEW PART# QP-GLA-00890. |  | 49 | 45 | 22 | 28.0729 | CF | CA | 24 | CA |  | 16 | 566 2 | US | 1 |  | 0 | STND | 30 | AF | IN | IN | IN | LN | WD | HT | P |  |  | O | O | O | O
GS-07F-238AA | QP-GLA-00895 | QORPAK | AMBER BOSTON ROUND BOTTLES 8 OZ (250ML | QP-GLA-00895 | AMBER GLASS BOSTON ROUND BOTTLES 8 OZ NO CAP | 8 OZ (250 ML) AMBER BOSTON ROUND, NO CAPS, 24-400 NECK FINISH, 60X138MM. AMBER BOSTON ROUNDS PROTECT YOUR SAMPLE FROM UV RAYS AND ARE IDEAL FOR LIGHT SENSITIVE PRODUCTS. BOSTON ROUND BOTTLES ARE IDEAL FOR GENERAL LABORATORY USE FOR LIQUID STORAGE & | SAMPLING. THEY FEATURE A ROUND BODY, ROUNDED SHOULDERS AND NARROW SCREW NECK OPENING. THESE ENVIRONMENTALLY SENSITIVE BOTTLES HELP ELIMINATE WASTE AND HELP TO INSURE PRODUCT INTEGRITY FOR LONG TERM STORAGE. PURCHASE CLOSURES SEPARATELY. OLD PART# QP- | 2120, NEW PART# QP-GLA-00895. |  | 49 | 45 | 22 | 28.0729 | CF | CA | 24 | CA |  | 16 | 566 2 | US | 1 |  | 0 | STND | 30 | AF | IN | IN | IN | LN | WD | HT | P |  |  | O | O | O | O
GS-07F-238AA | QP-GLA-00898 | QORPAK | AMBER BOSTON ROUND BOTTLES 16 OZ (500 M | QP-GLA-00898 | AMBER GLASS BOSTON ROUND BOTTLES 480ML NO CAP | 16 OZ (500 ML) AMBER BOSTON ROUND, NO CAPS, WITH A 28-400 NECK FINISH, 75X168MM. AMBER BOSTON ROUNDS PROTECT YOUR SAMPLE FROM UV RAYS AND ARE IDEAL FOR LIGHT SENSITIVE PRODUCTS. BOSTON ROUND BOTTLES ARE IDEAL FOR GENERAL LABORATORY USE FOR LIQUID S | TORAGE & SAMPLING. THEY FEATURE A ROUND BODY, ROUNDED SHOULDERS AND NARROW SCREW NECK OPENING. THESE ENVIRONMENTALLY SENSITIVE BOTTLES HELP ELIMINATE WASTE AND HELP TO INSURE PRODUCT INTEGRITY FOR LONG TERM STORAGE. PURCHASE CLOSURES SEPARATELY. PART | # QP-GLA-00898. |  | 49 | 45 | 22 | 28.0729 | CF | CA | 12 | CA |  | 14 | 566 2 | US | 1 |  | 0 | STND | 30 | AF | IN | IN | IN | LN | WD | HT | P |  |  | O | O | O | O
GS-07F-238AA | QP-GLA-00902 | QORPAK | AMBER BOSTON ROUND BOTTLES 32 OZ (950 M | QP-GLA-00902 | AMBER GLASS BOSTON ROUND BOTTLES 1 LITER NO CAP | 32 OZ (950 ML) AMBER BOSTON ROUND, NO CAPS, 33-400 NECK FINISH, 94X210MM. AMBER BOSTON ROUNDS PROTECT YOUR SAMPLE FROM UV RAYS AND ARE IDEAL FOR LIGHT SENSITIVE PRODUCTS. BOSTON ROUND BOTTLES ARE IDEAL FOR GENERAL LABORATORY USE FOR LIQUID STORAGE | & SAMPLING. THEY FEATURE A ROUND BODY, ROUNDED SHOULDERS AND NARROW SCREW NECK OPENING. THESE ENVIRONMENTALLY SENSITIVE BOTTLES HELP ELIMINATE WASTE AND HELP TO INSURE PRODUCT INTEGRITY FOR LONG TERM STORAGE. PURCHASE CLOSURES SEPARATELY. OLD PART# Q | P-2123, NEW PART# QP-GLA-00902. |  | 49 | 45 | 22 | 28.0729 | CF | CA | 12 | CA |  | 16 | 566 2 | US | 1 |  | 0 | STND | 30 | AF | IN | IN | IN | LN | WD | HT | P |  |  | O | O | O | O
GS-07F-238AA | QP-GLA-00904 | QORPAK | 1 OZ AMBER GLASS OVAL DROPPER BO | QP-GLA-00904 | AMBER OVAL DROPPER BOTTLES 1 OZ | 30ML AMBER OVAL DROPPER BOTTLES WITH BLACK PHENOLIC 20-400 HOLE CAP AND PLASTIC DROPPER ASSEMBLY ATTACHED. AMBER OVAL DROPPER BOTTLES WITH ATTACHED PLASTIC DROPPER ASSEMBLIES FEATURE A SPACE SAVING DESIGN. IDEAL FOR LIGHT SENSITIVE PRODUCTS. DROPPER | BOTTLES ARE IDEAL FOR DISPENSING SMALL AMOUNTS OF LIQUID. THEY FEATURE BLACK THERMOSET CLOSURES, RUBBER BULBS AND PLASTIC DROPPER TUBES. OLD PART# QP-2088, NEW PART# QP-GLA-00904. |  |  | 49 | 45 | 22 | 28.0729 | CF | CA | 72 | CA |  | 10 | 566 2 | US | 1 |  | 0 | STND | 30 | AF | IN | IN | IN | LN | WD | HT | P |  |  | O | O | O | O
GS-07F-238AA | QP-GLA-00905 | QORPAK | 2 OZ AMBER GLASS OVAL DROPPER BO | QP-GLA-00905 | AMBER OVAL DROPPER BOTTLES 2 OZ 20-400 PLASTIC DROPPER ASSEMBLY | 60ML AMBER OVAL DROPPER BOTTLES WITH BLACK 20-400 PHENOLIC HOLE CAP AND PLASTIC DROPPER ASSEMBLY ATTACHED. AMBER OVAL DROPPER BOTTLES WITH ATTACHED PLASTIC DROPPER ASSEMBLIES FEATURE A SPACE SAVING DESIGN. IDEAL FOR LIGHT SENSITIVE PRODUCTS. DROPPER | BOTTLES ARE IDEAL FOR DISPENSING SMALL AMOUNTS OF LIQUID. THEY FEATURE BLACK THERMOSET CLOSURES, RUBBER BULBS AND PLASTIC DROPPER TUBES. OLD PART# QP-2089, NEW PART# QP-GLA-00905. |  |  | 49 | 45 | 22 | 28.0729 | CF | CA | 36 | CA |  | 8.1 | 566 2 | US | 1 |  | 0 | STND | 30 | AF | IN | IN | IN | LN | WD | HT | P |  |  | O | O | O | O
GS-07F-238AA | QP-GLA-00913 | QORPAK | AMBER GLASS JARS 1 OZ AMBER PAC | QP-GLA-00913 | AMBER WIDE MOUTH PACKER BOTTLES 1 OZ NO CAP | AMBER PACKERS PROTECT YOUR SAMPLE FROM UV RAYS AND ARE IDEAL FOR LIGHT SENSITIVE PRODUCTS. 36X65MM WITH A 28-400 NECK SIDE. PACKER BOTTLES ARE IDEAL FOR GENERAL LABORATORY USE FOR LIQUID STORAGE & SAMPLING. THEY FEATURE A ROUND BODY, ROUNDED SHOULD | ERS AND WIDE MOUTH OPENING. THESE ENVIRONMENTALLY SENSITIVE BOTTLES HELP ELIMINATE WASTE AND HELP TO INSURE PRODUCT INTEGRITY FOR LONG TERM STORAGE. PURCHASE CLOSURES SEPARATELY. PART# QP-GLA-00913. |  |  | 49 | 45 | 22 | 28.0729 | CF | CA | 24 | CA |  | 15 | 566 2 | US | 1 |  | 0 | STND | 30 | AF | IN | IN | IN | LN | WD | HT | P |  |  | O | O | O | O
GS-07F-238AA | QP-GLA-00914 | QORPAK | AMBER GLASS JARS 2 OZ AMBER PAC | QP-GLA-00914 | AMBER WIDE MOUTH GLASS BOTTLES 60ML NO CAP | AMBER WIDE MOUTH PACKER BOTTLES, NO CAPS, WITH 33-400 NECK FINISH, 44X75MM. AMBER PACKER BOTTLES PROTECT YOUR SAMPLE FROM UV RAYS AND ARE IDEAL FOR LIGHT SENSITIVE PRODUCTS. PACKER BOTTLES ARE IDEAL FOR GENERAL LABORATORY USE FOR LIQUID STORAGE & S | AMPLING. THEY FEATURE A ROUND BODY, ROUNDED SHOULDERS AND WIDE MOUTH OPENING. THESE ENVIRONMENTALLY SENSITIVE BOTTLES HELP ELIMINATE WASTE AND HELP TO INSURE PRODUCT INTEGRITY FOR LONG TERM STORAGE. PURCHASE CLOSURES SEPARATELY. OLD PART# QP-2031, NE | W PART# QP-GLA-00914. |  | 49 | 45 | 22 | 28.0729 | CF | CA | 216 | CA |  | 32.5 | 566 2 | US | 1 |  | 0 | STND | 30 | AF | IN | IN | IN | LN | WD | HT | P |  |  | O | O | O | O
GS-07F-238AA | QP-GLA-00921 | QORPAK | AMBER GLASS JARS 8.5 OZ AMBER | QP-GLA-00921 | AMBER WIDE MOUTH GLASS BOTTLES 250ML NO CAP | AMBER WIDE MOUTH PACKER BOTTLE, 250ML WITH 45-400 NECK FINISH, 65X119MM. AMBER PACKERS PROTECT YOUR SAMPLE FROM UV RAYS AND ARE IDEAL FOR LIGHT SENSITIVE PRODUCTS. PACKER BOTTLES ARE IDEAL FOR GENERAL LABORATORY USE FOR LIQUID STORAGE & SAMPLING. T | HEY FEATURE A ROUND BODY, ROUNDED SHOULDERS AND WIDE MOUTH OPENING. THESE ENVIRONMENTALLY SENSITIVE BOTTLES HELP ELIMINATE WASTE AND HELP TO INSURE PRODUCT INTEGRITY FOR LONG TERM STORAGE. PURCHASE CLOSURES SEPARATELY. OLD PART# QP-2134, NEW PART# QP | #NAME? |  | 49 | 45 | 22 | 28.0729 | CF | CA | 24 | CA |  | 20 | 566 2 | US | 1 |  | 0 | STND | 30 | AF | IN | IN | IN | LN | WD | HT | P |  |  | O | O | O | O
GS-07F-238AA | QP-GLA-00926 | QORPAK | AMBER GLASS JARS 32 OZ AMBER P | QP-GLA-00926 | AMBER WIDE MOUTH GLASS BOTTLES 950ML NO CAP | AMBER WIDE MOUTH PACKER BOTTLE, 950ML, 53-400 NECK FINISH, 99X178MM. AMBER PACKERS PROTECT YOUR SAMPLE FROM UV RAYS AND ARE IDEAL FOR LIGHT SENSITIVE PRODUCTS. PACKER BOTTLES ARE IDEAL FOR GENERAL LABORATORY USE FOR LIQUID STORAGE & SAMPLING. THEY | FEATURE A ROUND BODY, ROUNDED SHOULDERS AND WIDE MOUTH OPENING. THESE ENVIRONMENTALLY SENSITIVE BOTTLES HELP ELIMINATE WASTE AND HELP TO INSURE PRODUCT INTEGRITY FOR LONG TERM STORAGE. PURCHASE CLOSURES SEPARATELY. OLD PART# QP-2038, NEW PART# QP-GLA | -926 |  | 40 | 37 | 27 | 23.125 | CF | CA | 36 | CA |  | 20 | 566 2 | US | 1 |  | 0 | STND | 30 | AF | IN | IN | IN | LN | WD | HT | P |  |  | O | O | O | O
GS-07F-238AA | QP-GLA-00929 | QORPAK | AMBER GLASS JARS 42 OZ AMBER | QP-GLA-00929 | AMBER WIDE MOUTH GLASS BOTTLES 1250ML NO CAP | AMBER WIDE MOUTH PACKER BOTTLE, 1250ML, 70-400 NECK FINISH, 106X191MM. AMBER PACKERS PROTECT YOUR SAMPLE FROM UV RAYS AND ARE IDEAL FOR LIGHT SENSITIVE PRODUCTS. PACKER BOTTLES ARE IDEAL FOR GENERAL LABORATORY USE FOR LIQUID STORAGE & SAMPLING. THE | Y FEATURE A ROUND BODY, ROUNDED SHOULDERS AND WIDE MOUTH OPENING. THESE ENVIRONMENTALLY SENSITIVE BOTTLES HELP ELIMINATE WASTE AND HELP TO INSURE PRODUCT INTEGRITY FOR LONG TERM STORAGE. PURCHASE CLOSURES SEPARATELY. OLD PART# QP-2029, NEW PART# QP-G | LA-00929. |  | 40 | 37 | 27 | 23.125 | CF | CA | 6 | CA |  | 14 | 566 2 | US | 1 |  | 0 | STND | 30 | AF | IN | IN | IN | LN | WD | HT | P |  |  | O | O | O | O
GS-07F-238AA | QP-GLA-00932 | QORPAK | AMBER GLASS JARS 4 OZ AMBER PA | QP-GLA-00932 | AMBER WIDE MOUTH PACKER BOTTLES 120ML NO CAP | AMBER WIDE MOUTH PACKER BOTTLE, 120ML, 38-400 NECK FINISH. AMBER PACKERS PROTECT YOUR SAMPLE FROM UV RAYS AND ARE IDEAL FOR LIGHT SENSITIVE PRODUCTS. PACKER BOTTLES ARE IDEAL FOR GENERAL LABORATORY USE FOR LIQUID STORAGE & SAMPLING. THEY FEATURE A RO | UND BODY, ROUNDED SHOULDERS AND WIDE MOUTH OPENING. THESE ENVIRONMENTALLY SENSITIVE BOTTLES HELP ELIMINATE WASTE AND HELP TO INSURE PRODUCT INTEGRITY FOR LONG TERM STORAGE. PURCHASE CLOSURES SEPARATELY. OLD PART# QP-2133, NEW PART# QP-GLA-00932. |  |  | 40 | 37 | 27 | 23.125 | CF | CA | 24 | CA |  | 14 | 566 2 | US | 1 |  | 0 | STND | 30 | AF | IN | IN | IN | LN | WD | HT | P |  |  | O | O | O | O
GS-07F-238AA | QP-GLA-00936 | QORPAK | COATED GLASS BOTTLES 8 OZ BOSTO | QP-GLA-00936 | SAFETY COATED GLASS BOTTLES 8 OZ BOSTON ROUND NO CAP | SAFETY COATED GLASS BOTTLE, 8OZ BOSTON ROUND, 24-400 NECK FINISH. 60X137MM. SAFETY COATED CLEAR BOSTON ROUNDS OFFER MAXIMUM VISIBILITY AND SAMPLE INTEGRITY. IF THE GLASS BREAKS, THE PLASTISOL COATING CONTAINS THE SUBSTANCE IN THE BOTTLE LONG ENOUGH | TO ALLOW FOR PROPER DISPOSAL. THESE BOTTLES ARE SLIP AND IMPACT RESISTANT, MAKING THEM THE PERFECT BOTTLE FOR HANDLING VOLATILE SUBSTANCES. PURCHASE CLOSURES SEPARATELY. NOTE: THERE IS A 3-6 WEEK LEAD TIME ON MOST SAFETY COATED BOTTLES. OLD PART# QP- | 2113W, NEW PART# QP-GLA-00936. |  | 49 | 46 | 16 | 20.8704 | CF | CA | 24 | CA |  | 7.5 | 566 2 | US | 1 |  | 0 | STND | 30 | AF | IN | IN | IN | LN | WD | HT | P |  |  | O | O | O | O
GS-07F-238AA | QP-GLA-00938 | QORPAK | COATED GLASS BOTTLES 16 OZ BOST | QP-GLA-00938 | SAFETY COATED GLASS BOTTLE 16 OZ BOSTON ROUND NO CAP | SAFETY COATED GLASS BOTTLE,16OZ, BOSTON ROUND, 28-400 NECK FINISH. 75X168MM. SAFETY COATED CLEAR BOSTON ROUNDS OFFER MAXIMUM VISIBILITY AND SAMPLE INTEGRITY. IF THE GLASS BREAKS, THE PLASTISOL COATING CONTAINS THE SUBSTANCE IN THE BOTTLE LONG ENOUG | H TO ALLOW FOR PROPER DISPOSAL. THESE BOTTLES ARE SLIP AND IMPACT RESISTANT, MAKING THEM THE PERFECT BOTTLE FOR HANDLING VOLATILE SUBSTANCES. PURCHASE CLOSURES SEPARATELY. NOTE: THERE IS A 3-6 WEEK LEAD TIME ON MOST SAFETY COATED BOTTLES. OLD PART# Q | P-2114W, NEW PART# QP-GLA-00938. |  | 70 | 45 | 22 | 40.1042 | CF | CA | 12 | CA |  | 15 | 566 2 | US | 1 |  | 0 | STND | 30 | AF | IN | IN | IN | LN | WD | HT | P |  |  | O | O | O | O
GS-07F-238AA | QP-GLA-00940 | QORPAK | COATED GLASS BOTTLES 32 OZ BOS | QP-GLA-00940 | SAFETY COATED GLASS BOTTLES 32 OZ BOSTON ROUND NO CAP | SAFETY COATED GLASS BOTTLE, 32OZ BOSTON ROUND, 33-400 NECK FINISH. 94X210MM. SAFETY COATED CLEAR BOSTON ROUNDS OFFER MAXIMUM VISIBILITY AND SAMPLE INTEGRITY. IF THE GLASS BREAKS, THE PLASTISOL COATING CONTAINS THE SUBSTANCE IN THE BOTTLE LONG ENOUG | H TO ALLOW FOR PROPER DISPOSAL. THESE BOTTLES ARE SLIP AND IMPACT RESISTANT, MAKING THEM THE PERFECT BOTTLE FOR HANDLING VOLATILE SUBSTANCES. PURCHASE CLOSURES SEPARATELY. NOTE: THERE IS A 3-6 WEEK LEAD TIME ON MOST SAFETY COATED BOTTLES. OLD PART# Q | P-2117W, NEW PART# QP-GLA-00940. |  | 70 | 45 | 22 | 40.1042 | CF | CA | 12 | CA |  | 11.3 | 566 2 | US | 1 |  | 0 | STND | 30 | AF | IN | IN | IN | LN | WD | HT | P |  |  | O | O | O | O
GS-07F-238AA | QP-GLA-00946 | QORPAK | 8 OZ COATED STRAIGHT SIDE ROUND | QP-GLA-00946 | SAFETY COATED JAR 8 OZ STRAIGHT SIDE ROUND NO CAP | SAFETY COATED JAR, 8OZ STRAIGHT SIDE ROUND, 70-400 NECK FINISH. 73X89MM. 8 OUNCE (240 ML) SAFETY COATED (PLASTIC COATED) CLEAR STRAIGHT SIDE ROUND BOTTLES OFFER MAXIMUM VISIBILITY AND SAMPLE INTEGRITY. IF THE GLASS BREAKS, THE PLASTISOL COATING CON | TAINS THE SUBSTANCE IN THE BOTTLE LONG ENOUGH TO ALLOW FOR PROPER DISPOSAL. THESE BOTTLES ARE SLIP AND IMPACT RESISTANT, MAKING THEM THE PERFECT BOTTLE FOR HANDLING VOLATILE SUBSTANCES. THE WIDE OPENING ON THESE BOTTLES MAKE THEM THE IDEAL GENERAL PU | RPOSE BOTTLE FOR SOLID SAMPLING. REDUCE BREAKAGE AND LAB MISHAPS WITH THE CLEAR PLASTISOL COATING TO PROTECT YOUR EMPLOYEES. |  | 70 | 45 | 22 | 40.1042 | CF | CA | 24 | CA |  | 7.5 | 566 2 | US | 1 |  | 0 | STND | 30 | AF | IN | IN | IN | LN | WD | HT | P |  |  | O | O | O | O
GS-07F-238AA | QP-GLA-00949 | QORPAK | PLASTIC COATED GLASS MASON JAR 64 OZ (1 | QP-GLA-00949 | WIDE MOUTH GLASS BOTTLES SAFETY COATED 2 LITER NO CAP | SAFETY COATED WIDE MOUTH BOTTLE, 64OZ, 83-400 NECK FINISH. 124X214MM. 64 OUNCE (1920 ML) PLASTIC COATED CLEAR GLASS PACKER. SAFETY COATED (PLASTIC COATED) CLEAR WIDE MOUTH BOTTLES (MASON JARS) OFFER MAXIMUM VISIBILITY AND SAMPLE INTEGRITY. IF THE G | LASS BREAKS, THE PLASTISOL COATING CONTAINS THE SUBSTANCE IN THE BOTTLE LONG ENOUGH TO ALLOW FOR PROPER DISPOSAL. THESE BOTTLES ARE SLIP AND IMPACT RESISTANT, MAKING THEM THE PERFECT BOTTLE FOR HANDLING VOLATILE SUBSTANCES. THE WIDE OPENING ON THESE | BOTTLES MAKE THEM THE IDEAL GENERAL PURPOSE BOTTLE FOR SOLID SAMPLING. REDUCE BREAKAGE AND LAB MISHAPS WITH THE CLEAR PLASTISOL COATING TO PROTECT YOUR EMPLOYEES. PURCHASE CLOSURES SEPARATELY. NOTE: THERE IS A 3-6 WEEK LEAD TIME ON MOST SAFETY COATE |  | 70 | 45 | 22 | 40.1042 | CF | CA | 6 | CA |  | 7.5 | 566 2 | US | 1 |  | 0 | STND | 30 | AF | IN | IN | IN | LN | WD | HT | P |  |  | O | O | O | O
GS-07F-238AA | QP-GLA-00953 | QORPAK | AMBER BOSTON ROUNDS 8 OZ PLAST | QP-GLA-00953 | SAFETY COATED AMBER BOSTON ROUND 8 OZ NO CAP | SAFETY COATED AMBER BOSTON ROUND, 8 OZ, 24-400 NECK FINISH, 60X138MM. AMBER BOSTON ROUNDS, 8 OZ (250 ML) PLASTIC COATED GLASS WITH NO CAPS. SAFETY COATED (PLASTIC COATED) AMBER BOSTON ROUNDS PROTECT YOUR SAMPLE FROM UV RAYS AND ARE IDEAL FOR LIGHT | SENSITIVE PRODUCTS. IF THE GLASS BREAKS, THE PLASTISOL COATING CONTAINS THE SUBSTANCE IN THE BOTTLE LONG ENOUGH TO ALLOW FOR PROPER DISPOSAL. THESE BOTTLES ARE SLIP AND IMPACT RESISTANT, MAKING THEM THE PERFECT BOTTLE FOR HANDLING VOLATILE SUBSTANCES | . OLD PART# QP-2120W, NEW PART# QP-GLA-00953. |  | 70 | 45 | 22 | 40.1042 | CF | CA | 24 | CA |  | 7.5 | 566 2 | US | 1 |  | 0 | STND | 30 | AF | IN | IN | IN | LN | WD | HT | P |  |  | O | O | O | O
GS-07F-238AA | QP-GLA-00955 | QORPAK | AMBER BOSTON ROUNDS 16 OZ PLAS | QP-GLA-00955 | SAFETY COATED AMBER BOSTON ROUND 480ML NO CAP | SAFETY COATED AMBER BOSTON ROUND, 16 OZ (500ML), 28-400 NECK FINISH,75X168MM. SAFETY COATED (PLASTIC COATED) AMBER BOSTON ROUNDS PROTECT YOUR SAMPLE FROM UV RAYS AND ARE IDEAL FOR LIGHT SENSITIVE PRODUCTS. IF THE GLASS BREAKS, THE PLASTISOL COATING | CONTAINS THE SUBSTANCE IN THE BOTTLE LONG ENOUGH TO ALLOW FOR PROPER DISPOSAL. THESE BOTTLES ARE SLIP AND IMPACT RESISTANT, MAKING THEM THE PERFECT BOTTLE FOR HANDLING VOLATILE SUBSTANCES. OLD PART# QP-2122W, NEW PART# QP-GLA-00955. |  |  | 70 | 45 | 22 | 40.1042 | CF | CA | 12 | CA |  | 7.5 | 566 2 | US | 1 |  | 0 | STND | 30 | AF | IN | IN | IN | LN | WD | HT | P |  |  | O | O | O | O
GS-07F-238AA | QP-GLA-00957 | QORPAK | AMBER BOSTON ROUNDS 32 OZ PLAS | QP-GLA-00957 | SAFETY COATED AMBER BOSTON ROUND 1 LITER NO CAP | SAFETY COATED AMBER BOSTON ROUND, 32 OZ, 33-400 NECK FINISH (950 ML) PLASTIC COATED GLASS, 94X210MM. SAFETY COATED AMBER BOSTON ROUNDS PROTECT YOUR SAMPLE FROM UV RAYS AND ARE IDEAL FOR LIGHT SENSITIVE PRODUCTS. IF THE GLASS BREAKS, THE PLASTISOL C | OATING CONTAINS THE SUBSTANCE IN THE BOTTLE LONG ENOUGH TO ALLOW FOR PROPER DISPOSAL. THESE BOTTLES ARE SLIP AND IMPACT RESISTANT, MAKING THEM THE PERFECT BOTTLE FOR HANDLING VOLATILE SUBSTANCES. OLD PART# QP-2123W, NEW PART# QP-GLA-00957. |  |  | 70 | 45 | 22 | 40.1042 | CF | CA | 12 | CA |  | 11.3 | 566 2 | US | 1 |  | 0 | STND | 30 | AF | IN | IN | IN | LN | WD | HT | P |  |  | O | O | O | O
GS-07F-238AA | QP-GLA-00960 | QORPAK | PLASTIC COATED CLEAR GLASS JUG 84OZ (2 | QP-GLA-00960 | SAFETY COATED GLASS JUG 2500ML NO CAP | 84 OUNCE (2480 ML) SAFETY COATED CLEAR ACID JUG, NO CAPS, 38-439 NECK FINISH, 137X310MM. SAFETY COATED (PLASTIC COATED) GLASS JUGS OFFER MAXIMUM VISIBILITY AND SAMPLE INTEGRITY. IF THE GLASS BREAKS, THE PLASTISOL COATING CONTAINS THE SUBSTANCE IN T | HE BOTTLE LONG ENOUGH TO ALLOW FOR PROPER DISPOSAL. THESE BOTTLES ARE SLIP AND IMPACT RESISTANT, MAKING THEM THE PERFECT BOTTLE FOR HANDLING VOLATILE SUBSTANCES. THE WIDE OPENING ON THESE BOTTLES MAKE THEM THE IDEAL GENERAL PURPOSE BOTTLE FOR SOLID S | AMPLING. REDUCE BREAKAGE AND LAB MISHAPS WITH THE CLEAR PLASTISOL COATING TO PROTECT YOUR EMPLOYEES. PURCHASE CLOSURES SEPARATELY. NOTE: THERE IS A 3-6 WEEK LEAD TIME ON MOST SAFETY COATED BOTTLES. OLD PART# QP-2161W, NEW PART# QP-GLA-00960. |  | 70 | 45 | 22 | 40.1042 | CF | CA | 6 | CA |  | 15 | 566 2 | US | 1 |  | 0 | STND | 30 | AF | IN | IN | IN | LN | WD | HT | P |  |  | O | O | O | O
GS-07F-238AA | QP-GLA-00964 | QORPAK | AMBER GLASS JARS 8 OZ PLASTIC | QP-GLA-00964 | SAFETY COATED AMBER WIDE MOUTH PACKER 250ML NO CAP | SAFETY COATED AMBER WIDE MOUTH PACKER, 250ML, 45-400 NECK FINISH. PLASTIC COATED AMBER PACKERS PROTECT YOUR SAMPLE FROM UV RAYS AND ARE IDEAL FOR LIGHT SENSITIVE PRODUCTS. IF THE GLASS BREAKS, THE PLASTISOL COATING CONTAINS THE SUBSTANCE IN THE BOTTL | E LONG ENOUGH TO ALLOW FOR PROPER DISPOSAL. THESE BOTTLES ARE SLIP AND IMPACT RESISTANT, MAKING THEM THE PERFECT BOTTLE FOR HANDLING VOLATILE SUBSTANCES. PURCHASE CLOSURES SEPARATELY. OLD PART# QP-2034W, NEW PART# QP-GLA-00964. |  |  | 70 | 45 | 22 | 40.1042 | CF | CA | 24 | CA |  | 16 | 566 2 | US | 1 |  | 0 | STND | 30 | AF | IN | IN | IN | LN | WD | HT | P |  |  | O | O | O | O
GS-07F-238AA | QP-GLA-00966 | QORPAK | AMBER GLASS JARS 16 OZ PLASTIC | QP-GLA-00966 | SAFETY COATED AMBER WIDE MOUTH BOTTLES 500ML NO CAP | SAFETY COATED AMBER WIDE MOUTH PACKER BOTTLE, 500ML (17 OUNCES), 53-400 NECK FINISH, 81X146MM. SAFETY COATED (PLASTIC COATED) AMBER PACKERS PROTECT YOUR SAMPLE FROM UV RAYS AND ARE IDEAL FOR LIGHT SENSITIVE PRODUCTS. IF THE GLASS BREAKS, THE PLASTI | SOL COATING CONTAINS THE SUBSTANCE IN THE BOTTLE LONG ENOUGH TO ALLOW FOR PROPER DISPOSAL. THESE BOTTLES ARE SLIP AND IMPACT RESISTANT, MAKING THEM THE PERFECT BOTTLE FOR HANDLING VOLATILE SUBSTANCES. PURCHASE CLOSURES SEPARATELY. OLD PART# QP-2035W, | NEW PART# QP-GLA-00966. |  | 70 | 45 | 22 | 40.1042 | CF | CA | 12 | CA |  | 16 | 566 2 | US | 1 |  | 0 | STND | 30 | AF | IN | IN | IN | LN | WD | HT | P |  |  | O | O | O | O
GS-07F-238AA | QP-GLA-00968 | QORPAK | AMBER GLASS JARS 32 OZ PLASTIC | QP-GLA-00968 | SAFETY COATED AMBER WIDE MOUTH PACKER 1 LITER NO CAP | SAFETY COATED AMBER WIDE MOUTH PACKER, 950ML (32 OUNCES), 53-400 NECK FINISH. DIMENSIONS: 99X178MM. SAFETY COATED (PLASTIC COATED) AMBER PACKERS PROTECT YOUR SAMPLE FROM UV RAYS AND ARE IDEAL FOR LIGHT SENSITIVE PRODUCTS. IF THE GLASS BREAKS, THE P | LASTISOL COATING CONTAINS THE SUBSTANCE IN THE BOTTLE LONG ENOUGH TO ALLOW FOR PROPER DISPOSAL. THESE BOTTLES ARE SLIP AND IMPACT RESISTANT, MAKING THEM THE PERFECT BOTTLE FOR HANDLING VOLATILE SUBSTANCES. PURCHASE CLOSURES SEPARATELY. OLD PART# QP-2 | 038W, NEW PART# QP-GLA-00968. |  | 70 | 45 | 22 | 40.1042 | CF | CA | 12 | CA |  | 11.3 | 566 2 | US | 1 |  | 0 | STND | 30 | AF | IN | IN | IN | LN | WD | HT | P |  |  | O | O | O | O
GS-07F-238AA | QP-GLA-04874 | QORPAK | AMBER VIAL 4 DRM NO CAP CS/144 | QP-GLA-04874 | AMBER VIAL 4 DRM NO CAP | 4 DRAM AMBER BOROSILICATE VIAL WITH 18-400 NECK FINISH, 21MM X 70MM. 15 ML AMBER GLASS VIALS HAVE NO CAPS AND OFFER PROTECTION FROM HARMFUL LIGHT AND UV RAYS FOR LIGHT SENSITIVE PRODUCTS. TYPE I BOROSILICATE GLASS, PROVIDING EXCEPTIONAL RESIS | TANCE TO HEAT SHOCK AND CHEMICAL LEACHING. THE GLASS IS NON-POROUS AND HAS NO CATALYTIC AFFECT. BECAUSE THE BORON OXIDE PARTICLES IN THE GLASS ARE SO SMALL, THE SILICATE IS HELD MORE CLOSELY TOGETHER, RESULTING IN A MUCH STRONGER GLASS FOR YOUR LABOR | ATORY NEEDS. PURCHASE CAPS SEPARATELY. |  | 70 | 45 | 22 | 40.1042 | CF | CA | 144 | CA |  | 5 | 566 2 | US | 1 |  | 0 | STND | 30 | AF | IN | IN | IN | LN | WD | HT | P |  |  | O | O | O | O
GS-07F-238AA | QP-GLA-05149 | QORPAK | AMBER GLASS JARS 84 OZ AMBER | QP-GLA-05149 | AMBER WIDE MOUTH PACKER BOTTLES 2500ML | 2500ML (84 OUNCE) AMBER PACKERS PROTECT YOUR SAMPLE FROM UV RAYS AND ARE IDEAL FOR LIGHT SENSITIVE PRODUCTS. 140X239MM, 70-400 NECK FINISH. PACKER BOTTLES ARE IDEAL FOR GENERAL LABORATORY USE FOR LIQUID STORAGE & SAMPLING. THEY FEATURE A ROUND BODY | , ROUNDED SHOULDERS AND WIDE MOUTH OPENING. THESE ENVIRONMENTALLY SENSITIVE BOTTLES HELP ELIMINATE WASTE AND HELP TO INSURE PRODUCT INTEGRITY FOR LONG TERM STORAGE. PURCHASE CLOSURES SEPARATELY. OLD PART# QP-2036, NEW PART# QP-GLA-05149. |  |  | 70 | 45 | 22 | 40.1042 | CF | CA | 12 | CA |  | 20 | 566 2 | US | 1 |  | 0 | STND | 30 | AF | IN | IN | IN | LN | WD | HT | P |  |  | O | O | O | O
GS-07F-238AA | QP-GLA-05558 | QORPAK | AMBER VIAL 1 DRM NO CAP CS/144 | QP-GLA-05558 | AMBER VIAL 1 DRM NO CAP | 15MM X 45MM, 1 DRAM AMBER BOROSILICATE VIAL WITH 13-425 NECK FINISH. 3.75ML AMBER GLASS VIALS HAVE NO CAPS AND OFFER PROTECTION FROM HARMFUL LIGHT AND UV RAYS FOR LIGHT SENSITIVE PRODUCTS. TYPE I BOROSILICATE GLASS, PROVIDING EXCEPTIONAL RESI | STANCE TO HEAT SHOCK AND CHEMICAL LEACHING. THE GLASS IS NON-POROUS AND HAS NO CATALYTIC AFFECT. BECAUSE THE BORON OXIDE PARTICLES IN THE GLASS ARE SO SMALL, THE SILICATE IS HELD MORE CLOSELY TOGETHER, RESULTING IN A MUCH STRONGER GLASS FOR YOUR LABO | RATORY NEEDS. PURCHASE CAPS SEPARATELY. |  | 70 | 45 | 22 | 40.1042 | CF | CA | 144 | CA |  | 5 | 566 2 | US | 1 |  | 0 | STND | 30 | AF | IN | IN | IN | LN | WD | HT | P |  |  | O | O | O | O
GS-07F-238AA | QP-GLA-05670 | QORPAK | AMBER VIAL 1/2 DRM NO CAP CS/144 | QP-GLA-05670 | AMBER VIAL 1/2 DRM NO CAP | 12MM X 35MM, 1/2 DRAM AMBER BOROSILICATE VIAL WITH 8-425 NECK FINISH. 1.85 ML AMBER GLASS VIALS HAVE NO CAPS. AMBER VIALS OFFER PROTECTION FROM HARMFUL LIGHT AND UV RAYS FOR LIGHT SENSITIVE PRODUCTS. TYPE I BOROSILICATE GLASS, PROVIDING EXCEP | TIONAL RESISTANCE TO HEAT SHOCK AND CHEMICAL LEACHING. THE GLASS IS NON-POROUS AND HAS NO CATALYTIC AFFECT. BECAUSE THE BORON OXIDE PARTICLES IN THE GLASS ARE SO SMALL, THE SILICATE IS HELD MORE CLOSELY TOGETHER, RESULTING IN A MUCH STRONGER GLASS FO | R YOUR LABORATORY NEEDS. PURCHASE CAPS SEPARATELY. |  | 70 | 45 | 22 | 40.1042 | CF | CA | 144 | CA |  | 5 | 566 2 | US | 1 |  | 0 | STND | 30 | AF | IN | IN | IN | LN | WD | HT | P |  |  | O | O | O | O
GS-07F-238AA | QP-GLC-00978 | QORPAK | VIAL CLEAR 1/2 DRM GRN PTFE CAP CS/144 | QP-GLC-00978 | GLASS VIAL CLEAR 1/2 DRM 8-425 GREEN PTFE CAP | CLEAR VIALS OFFER MAXIMUM VISIBILITY. TYPE I BOROSILICATE GLASS, PROVIDING EXCEPTIONAL RESISTANCE TO HEAT SHOCK AND CHEMICAL LEACHING. THE GLASS IS NON-POROUS AND HAS NO CATALYTIC AFFECT. BECAUSE THE BORON OXIDE PARTICLES IN THE GLASS ARE SO | SMALL, THE SILICATE IS HELD MORE CLOSELY TOGETHER, RESULTING IN A MUCH STRONGER GLASS FOR YOUR LABORATORY NEEDS. ATTACHED GREEN THERMOSET CAPS WITH F217 PTFE LINERS PROVIDE A WIDE RANGE OF CHEMICAL COMPATIBILITY AND TEMPERATURE TOLERANCE. THE FOAM BA | CKED PTFE RESISTS ATTACK FROM VIRTUALLY ALL CHEMICALS AT ROOM TEMPERATURE AND PROVIDES RESILIENCE FOR A TIGHT SEAL. THERMOSET CLOSURES CANNOT BE REMELTED AFTER THEY ARE FORMED. COMMON THERMOSET CAP RESINS INCLUDE UREA, PHENOLIC, AND MELAMINE. OLD PA |  | 70 | 45 | 22 | 40.1042 | CF | CA | 144 | CA |  | 5 | 566 2 | US | 1 |  | 0 | STND | 30 | AF | IN | IN | IN | LN | WD | HT | P |  |  | O | O | O | O
GS-07F-238AA | QP-GLC-00980 | QORPAK | VIAL CLEAR 1 DRM GREEN PTFE CAP CS/144 | QP-GLC-00980 | GLASS VIAL CLEAR 1 DRM GREEN PTFE CAP | 15X45MM, 1 DRAM (4ML) CLEAR BOROSILICATE GLASS VIAL WITH 13-425 GREEN THERMOSET F217 & PTFE LINED CAP ATTACHED. CLEAR VIALS OFFER MAXIMUM VISIBILITY. TYPE I BOROSILICATE GLASS, PROVIDING EXCEPTIONAL RESISTANCE TO HEAT SHOCK AND CHEMICAL LEA | . THE GLASS IS NON-POROUS AND HAS NO CATALYTIC AFFECT. BECAUSE THE BORON OXIDE PARTICLES IN THE GLASS ARE SO SMALL, THE SILICATE IS HELD MORE CLOSELY TOGETHER, RESULTING IN A MUCH STRONGER GLASS FOR YOUR LABORATORY NEEDS. ATTACHED GREEN THERMOSET | T CAPS WITH F217 PTFE LINERS PROVIDE A WIDE RANGE OF CHEMICAL COMPATIBILITY AND TEMPERATURE TOLERANCE. THE FOAM BACKED PTFE RESISTS ATTACK FROM VIRTUALLY ALL CHEMICALS AT ROOM TEMPERATURE AND PROVIDES RESILIENCE FOR A TIGHT SEAL. THERMOSET CLOSURES |  | 70 | 24 | 37 | 35.9722 | CF | CA | 144 | CA |  | 5 | 566 2 | US | 1 |  | 0 | STND | 30 | AF | IN | IN | IN | LN | WD | HT | P |  |  | O | O | O | O
GS-07F-238AA | QP-GLC-00981 | QORPAK | GLASS VIAL CLEAR 1 DRM RUBBER CAP CS/144 | QP-GLC-00981 | GLASS VIAL CLEAR 1 DRM RUBBER CAP | CLEAR VIALS OFFER MAXIMUM VISIBILITY. 15X45MM, 1 DRAM (4ML) CLEAR BOROSILICATE GLASS VIAL WITH 13-425 BLACK PHENOLIC RUBBER LINED CAP ATTACHED. TYPE I BOROSILICATE GLASS, PROVIDING EXCEPTIONAL RESISTANCE TO HEAT SHOCK AND CHEMICAL LEACHING. | THE GLASS IS NON-POROUS AND HAS NO CATALYTIC AFFECT. BECAUSE THE BORON OXIDE PARTICLES IN THE GLASS ARE SO SMALL, THE SILICATE IS HELD MORE CLOSELY TOGETHER, RESULTING IN A MUCH STRONGER GLASS FOR YOUR LABORATORY NEEDS. ATTACHED BLACK PHENOLIC CAPS W | ITH 14B WHITE RUBBER LINERS ARE AUTOCLAVABLE. THIS LINER IS FDA APPROVED FOR FOOD AND PHARMACEUTICAL APPLICATIONS. EXCELLENT PROPERTIES OF RESILIENCE, RESISTANCE TO MOISTURE VAPOR AND RELATIVELY LOW GAS TRANSMISSION. OLD PART# QP-2502D, NEW PART# QP |  | 70 | 38 | 38 | 58.4954 | CF | CA | 144 | CA |  | 5 | 566 2 | US | 1 |  | 0 | STND | 30 | AF | IN | IN | IN | LN | WD | HT | P |  |  | O | O | O | O
GS-07F-238AA | QP-GLC-00982 | QORPAK | VIAL CLEAR 1 DRM POLY CONE CAP CS/144 | QP-GLC-00982 | GLASS VIAL CLEAR 1 DRM POLY CONE CAP | CLEAR VIALS OFFER MAXIMUM VISIBILITY. TYPE I BOROSILICATE GLASS, PROVIDING EXCEPTIONAL RESISTANCE TO HEAT SHOCK AND CHEMICAL LEACHING. THE GLASS IS NON-POROUS AND HAS NO CATALYTIC AFFECT. BECAUSE THE BORON OXIDE PARTICLES IN THE GLASS ARE SO | SMALL, THE SILICATE IS HELD MORE CLOSELY TOGETHER, RESULTING IN A MUCH STRONGER GLASS FOR YOUR LABORATORY NEEDS. ATTACHED BLACK 13-425 PHENOLIC CAPS WITH POLYSEAL CONE LINERS FORM AN EXCEPTIONALLY TIGHT SEAL AND OFFER A GOOD CHEMICAL BARRIER. THIS LI | NER MOLDS ITSELF AROUND THE SEALING AREAS OF THE FINISH AS THE CAP IS SCREWED ON, VIRTUALLY ELIMINATING LEAKAGE, EVAPORATION, CONTAMINATION, BINDING AND BACKING OFF. OLD PART# QP-2502B, NEW PART# QP-GLC-00982. |  | 71 | 45 | 22 | 40.6771 | CF | CA | 144 | CA |  | 5 | 566 2 | US | 1 |  | 0 | STND | 30 | AF | IN | IN | IN | LN | WD | HT | P |  |  | O | O | O | O
GS-07F-238AA | QP-GLC-00983 | QORPAK | GLASS VIAL CLEAR 1 DRM VINYL CAP CS/144 | QP-GLC-00983 | GLASS VIAL CLEAR 1 DRM VINYL CAP | CLEAR VIALS OFFER MAXIMUM VISIBILITY. TYPE I BOROSILICATE GLASS, PROVIDING EXCEPTIONAL RESISTANCE TO HEAT SHOCK AND CHEMICAL LEACHING. THE GLASS IS NON-POROUS AND HAS NO CATALYTIC AFFECT. BECAUSE THE BORON OXIDE PARTICLES IN THE GLASS ARE SO | SMALL, THE SILICATE IS HELD MORE CLOSELY TOGETHER, RESULTING IN A MUCH STRONGER GLASS FOR YOUR LABORATORY NEEDS. ATTACHED 13-425 BLACK PHENOLIC CAPS WITH PULP AND VINYL LINERS ARE PERFECT FOR GENERAL USE. THE LINER IS A VINYL COATING APPLIED | TO HIGH DENSITY POLYETHYLENE COATED PAPER AND THEN IT IS LAMINATED TO PULPBOARD. THIS GENERAL PURPOSE LINER IS COMMONLY USED FOR FOOD, BEVERAGE, MEDICAL AND CHEMICAL APPLICATIONS PACKED AT LESS THAN 120 DEGREES FAHRENHEIT. OLD PART# QP-2502Q, NEW PA |  | 71 | 45 | 22 | 40.6771 | CF | CA | 144 | CA |  | 5 | 566 2 | US | 1 |  | 0 | STND | 30 | AF | IN | IN | IN | LN | WD | HT | P |  |  | O | O | O | O
GS-07F-238AA | QP-GLC-00984 | QORPAK | VIAL CLEAR 2 DRM GREEN PTFE CAP CS/144 | QP-GLC-00984 | GLASS VIAL CLEAR 2 DRM GREEN PTFE CAP | CLEAR VIALS OFFER MAXIMUM VISIBILITY. TYPE I BOROSILICATE GLASS, PROVIDING EXCEPTIONAL RESISTANCE TO HEAT SHOCK AND CHEMICAL LEACHING. THE GLASS IS NON-POROUS AND HAS NO CATALYTIC AFFECT. BECAUSE THE BORON OXIDE PARTICLES IN THE GLASS ARE SO | SMALL, THE SILICATE IS HELD MORE CLOSELY TOGETHER, RESULTING IN A MUCH STRONGER GLASS FOR YOUR LABORATORY NEEDS. ATTACHED 15-425 GREEN THERMOSET CAPS WITH F217 PTFE LINERS PROVIDE A WIDE RANGE OF CHEMICAL COMPATIBILITY AND TEMPERATURE TOLERANCE. THE | FOAM BACKED PTFE RESISTS ATTACK FROM VIRTUALLY ALL CHEMICALS AT ROOM TEMPERATURE AND PROVIDES RESILIENCE FOR A TIGHT SEAL. THERMOSET CLOSURES CANNOT BE REMELTED AFTER THEY ARE FORMED. COMMON THERMOSET CAP RESINS INCLUDE UREA, PHENOLIC, AND MELAMINE. |  | 71 | 45 | 22 | 40.6771 | CF | CA | 144 | CA |  | 5 | 566 2 | US | 1 |  | 0 | STND | 30 | AF | IN | IN | IN | LN | WD | HT | P |  |  | O | O | O | O
GS-07F-238AA | QP-GLC-00985 | QORPAK | GLASS VIAL CLEAR 2 DRM RUBBER CAP CS/144 | QP-GLC-00985 | GLASS VIAL CLEAR 2 DRM RUBBER CAP | CLEAR VIALS OFFER MAXIMUM VISIBILITY. TYPE I BOROSILICATE GLASS, PROVIDING EXCEPTIONAL RESISTANCE TO HEAT SHOCK AND CHEMICAL LEACHING. THE GLASS IS NON-POROUS AND HAS NO CATALYTIC AFFECT. BECAUSE THE BORON OXIDE PARTICLES IN THE GLASS ARE SO | SMALL, THE SILICATE IS HELD MORE CLOSELY TOGETHER, RESULTING IN A MUCH STRONGER GLASS FOR YOUR LABORATORY NEEDS. ATTACHED 15-425 BLACK PHENOLIC CAPS WITH 14B WHITE RUBBER LINERS ARE AUTOCLAVABLE. THIS LINER IS FDA APPROVED FOR FOOD AND PHARMACEUTICAL | APPLICATIONS. EXCELLENT PROPERTIES OF RESILIENCE, RESISTANCE TO MOISTURE VAPOR AND RELATIVELY LOW GAS TRANSMISSION. OLD PART# QP-2503D, NEW PART# QP-GLC-00985. |  | 71 | 45 | 22 | 40.6771 | CF | CA | 144 | CA |  | 5 | 566 2 | US | 1 |  | 0 | STND | 30 | AF | IN | IN | IN | LN | WD | HT | P |  |  | O | O | O | O
GS-07F-238AA | QP-GLC-00986 | QORPAK | VIAL CLEAR 2 DRM POLY CONE CAP CS/144 | QP-GLC-00986 | GLASS VIAL CLEAR 2 DRM POLY CONE CAP | CLEAR VIALS OFFER MAXIMUM VISIBILITY. TYPE I BOROSILICATE GLASS, PROVIDING EXCEPTIONAL RESISTANCE TO HEAT SHOCK AND CHEMICAL LEACHING. THE GLASS IS NON-POROUS AND HAS NO CATALYTIC AFFECT. BECAUSE THE BORON OXIDE PARTICLES IN THE GLASS ARE SO | SMALL, THE SILICATE IS HELD MORE CLOSELY TOGETHER, RESULTING IN A MUCH STRONGER GLASS FOR YOUR LABORATORY NEEDS. ATTACHED 15-425 BLACK PHENOLIC CAPS WITH POLYSEAL CONE LINERS FORM AN EXCEPTIONALLY TIGHT SEAL AND OFFER A GOOD CHEMICAL BARRIER. THIS LI | NER MOLDS ITSELF AROUND THE SEALING AREAS OF THE FINISH AS THE CAP IS SCREWED ON, VIRTUALLY ELIMINATING LEAKAGE, EVAPORATION, CONTAMINATION, BINDING AND BACKING OFF. OLD PART# QP-2503B, NEW PART# QP-GLC-00986. |  | 70 | 24 | 37 | 35.9722 | CF | CA | 144 | CA |  | 5 | 566 2 | US | 1 |  | 0 | STND | 30 | AF | IN | IN | IN | LN | WD | HT | P |  |  | O | O | O | O
GS-07F-238AA | QP-GLC-00987 | QORPAK | GLASS VIAL CLEAR 2 DRM VINYL CAP CS/144 | QP-GLC-00987 | GLASS VIAL CLEAR 2 DRM VINYL CAP | CLEAR VIALS OFFER MAXIMUM VISIBILITY. TYPE I BOROSILICATE GLASS, PROVIDING EXCEPTIONAL RESISTANCE TO HEAT SHOCK AND CHEMICAL LEACHING. THE GLASS IS NON-POROUS AND HAS NO CATALYTIC AFFECT. BECAUSE THE BORON OXIDE PARTICLES IN THE GLASS ARE SO | SMALL, THE SILICATE IS HELD MORE CLOSELY TOGETHER, RESULTING IN A MUCH STRONGER GLASS FOR YOUR LABORATORY NEEDS. ATTACHED 15-425 BLACK PHENOLIC CAPS WITH PULP AND VINYL LINERS ARE PERFECT FOR GENERAL USE. THE LINER IS A VINYL COATING APPLIED | TO HIGH DENSITY POLYETHYLENE COATED PAPER AND THEN IT IS LAMINATED TO PULPBOARD. THIS GENERAL PURPOSE LINER IS COMMONLY USED FOR FOOD, BEVERAGE, MEDICAL AND CHEMICAL APPLICATIONS PACKED AT LESS THAN 120 DEGREES FAHRENHEIT. OLD PART# QP-2503Q, NEW PA |  | 70 | 24 | 37 | 35.9722 | CF | CA | 144 | CA |  | 5 | 566 2 | US | 1 |  | 0 | STND | 30 | AF | IN | IN | IN | LN | WD | HT | P |  |  | O | O | O | O
GS-07F-238AA | QP-GLC-00988 | QORPAK | VIAL CLEAR 3 DRM GRN PTFE CAP CS/144 | QP-GLC-00988 | GLASS VIAL CLEAR 3 DRM 15-425 GREEN PTFE CAP | 19X65MM, 3 DRAM (11ML) CLEAR BOROSILICATE GLASS VIAL WITH 15-425 GREEN THERMOSET F217 & PTFE LINED CAP ATTACHED CLEAR VIALS OFFER MAXIMUM VISIBILITY. TYPE I BOROSILICATE GLASS, PROVIDING EXCEPTIONAL RESISTANCE TO HEAT SHOCK AND CHEMICAL LEA | . THE GLASS IS NON-POROUS AND HAS NO CATALYTIC AFFECT. BECAUSE THE BORON OXIDE PARTICLES IN THE GLASS ARE SO SMALL, THE SILICATE IS HELD MORE CLOSELY TOGETHER, RESULTING IN A MUCH STRONGER GLASS FOR YOUR LABORATORY NEEDS. ATTACHED GREEN THERMOSET | T CAPS WITH F217 PTFE LINERS PROVIDE A WIDE RANGE OF CHEMICAL COMPATIBILITY AND TEMPERATURE TOLERANCE. THE FOAM BACKED PTFE RESISTS ATTACK FROM VIRTUALLY ALL CHEMICALS AT ROOM TEMPERATURE AND PROVIDES RESILIENCE FOR A TIGHT SEAL. THERMOSET CLOSURES |  | 70 | 24 | 37 | 35.9722 | CF | CA | 144 | CA |  | 5 | 566 2 | US | 1 |  | 0 | STND | 30 | AF | IN | IN | IN | LN | WD | HT | P |  |  | O | O | O | O
GS-07F-238AA | QP-GLC-00991 | QORPAK | VIAL CLEAR 3 DRM POLY CONE CAP CS/144 | QP-GLC-00991 | GLASS VIAL CLEAR 3 DRM POLY CONE CAP | 19X65MM, 3 DRAM (11ML) CLEAR BOROSILICATE GLASS VIAL WITH 15-425 BLACK PHENOLIC POLYCONE LINED CAP ATTACHED. CLEAR VIALS OFFER MAXIMUM VISIBILITY. TYPE I BOROSILICATE GLASS, PROVIDING EXCEPTIONAL RESISTANCE TO HEAT SHOCK AND CHEMICAL LEACHING | NG. THE GLASS IS NON-POROUS AND HAS NO CATALYTIC AFFECT. BECAUSE THE BORON OXIDE PARTICLES IN THE GLASS ARE SO SMALL, THE SILICATE IS HELD MORE CLOSELY TOGETHER, RESULTING IN A MUCH STRONGER GLASS FOR YOUR LABORATORY NEEDS. | PHENOLIC CAPS WITH POLY CONE LINERS FORM AN EXCEPTIONALLY TIGHT SEAL AND OFFER A GOOD CHEMICAL BARRIER. THIS LINER MOLDS ITSELF AROUND THE SEALING AREAS OF THE FINISH AS THE CAP IS SCREWED ON, VIRTUALLY ELIMINATING LEAKAGE, EVAPORATION |  | 70 | 24 | 37 | 35.9722 | CF | CA | 144 | CA |  | 5 | 566 2 | US | 1 |  | 0 | STND | 30 | AF | IN | IN | IN | LN | WD | HT | P |  |  | O | O | O | O
GS-07F-238AA | QP-GLC-00993 | QORPAK | VIAL CLEAR 4 DRM GRN PTFE CAP CS/144 | QP-GLC-00993 | GLASS VIAL CLEAR 4 DRM 18-400 GREEN PTFE CAP | 21X70MM, 4 DRAM (15ML) CLEAR BOROSILICATE GLASS VIAL WITH 18-400 GREEN THERMOSET F217 & PTFE LINED CAP ATTACHED. CLEAR VIALS OFFER MAXIMUM VISIBILITY. TYPE I BOROSILICATE GLASS, PROVIDING EXCEPTIONAL RESISTANCE TO HEAT SHOCK AND CHEMICAL LE | ACHING. THE GLASS IS NON-POROUS AND HAS NO CATALYTIC AFFECT. BECAUSE THE BORON OXIDE PARTICLES IN THE GLASS ARE SO SMALL, THE SILICATE IS HELD MORE CLOSELY TOGETHER, RESULTING IN A MUCH STRONGER GLASS FOR YOUR LABORATORY NEEDS. ATTACHED GREEN THERMOS | ET CAPS WITH F217 PTFE LINERS PROVIDE A WIDE RANGE OF CHEMICAL COMPATIBILITY AND TEMPERATURE TOLERANCE. THE FOAM BACKED PTFE RESISTS ATTACK FROM VIRTUALLY ALL CHEMICALS AT ROOM TEMPERATURE AND PROVIDES RESILIENCE FOR A TIGHT SEAL. THERMOSET CLOSURES |  | 70 | 24 | 37 | 35.9722 | CF | CA | 144 | CA |  | 5 | 566 2 | US | 1 |  | 0 | STND | 30 | AF | IN | IN | IN | LN | WD | HT | P |  |  | O | O | O | O
GS-07F-238AA | QP-GLC-00994 | QORPAK | GLASS VIAL CLEAR 4 DRM RUBBER CAP CS/144 | QP-GLC-00994 | GLASS VIAL CLEAR 4 DRM RUBBER CAP | 21X70MM, 4 DRAM (15ML) CLEAR BOROSILICATE GLASS VIAL WITH 18-400 BLACK PHENOLIC RUBBER LINED CAP ATTACHED. CLEAR VIALS OFFER MAXIMUM VISIBILITY. TYPE I BOROSILICATE GLASS, PROVIDING EXCEPTIONAL RESISTANCE TO HEAT SHOCK AND CHEMICAL LEACHING | . THE GLASS IS NON-POROUS AND HAS NO CATALYTIC AFFECT. BECAUSE THE BORON OXIDE PARTICLES IN THE GLASS ARE SO SMALL, THE SILICATE IS HELD MORE CLOSELY TOGETHER, RESULTING IN A MUCH STRONGER GLASS FOR YOUR LABORATORY NEEDS. ATTACHED BLACK PHENOLIC CAPS | WITH 14B WHITE RUBBER LINERS ARE AUTOCLAVABLE. THIS LINER IS FDA APPROVED FOR FOOD AND PHARMACEUTICAL APPLICATIONS. EXCELLENT PROPERTIES OF RESILIENCE, RESISTANCE TO MOISTURE VAPOR AND RELATIVELY LOW GAS TRANSMISSION. OLD PART# QP-2505D, NEW PART# Q |  | 70 | 24 | 37 | 35.9722 | CF | CA | 144 | CA |  | 5 | 566 2 | US | 1 |  | 0 | STND | 30 | AF | IN | IN | IN | LN | WD | HT | P |  |  | O | O | O | O
GS-07F-238AA | QP-GLC-00995 | QORPAK | VIAL CLEAR 4 DRM POLY CONE CAP CS/144 | QP-GLC-00995 | GLASS VIAL CLEAR 4 DRM POLY CONE CAP | 21X70MM, 4 DRAM (15ML) CLEAR BOROSILICATE GLASS VIAL WITH 18-400 BLACK PHENOLIC POLY CONE LINED CAP ATTACHED. CLEAR VIALS OFFER MAXIMUM VISIBILITY. TYPE I BOROSILICATE GLASS, PROVIDING EXCEPTIONAL RESISTANCE TO HEAT SHOCK AND CHEMICAL LEACH | . THE GLASS IS NON-POROUS AND HAS NO CATALYTIC AFFECT. BECAUSE THE BORON OXIDE PARTICLES IN THE GLASS ARE SO SMALL, THE SILICATE IS HELD MORE CLOSELY TOGETHER, RESULTING IN A MUCH STRONGER GLASS FOR YOUR LABORATORY NEEDS. ATTACHED BLACK PHENOLIC C | APS WITH POLYSEAL CONE LINERS FORM AN EXCEPTIONALLY TIGHT SEAL AND OFFER A GOOD CHEMICAL BARRIER. THIS LINER MOLDS ITSELF AROUND THE SEALING AREAS OF THE FINISH AS THE CAP IS SCREWED ON, VIRTUALLY ELIMINATING LEAKAGE, EVAPORATION, CONTAMINATION, BIN |  | 70 | 24 | 37 | 35.9722 | CF | CA | 144 | CA |  | 5 | 566 2 | US | 1 |  | 0 | STND | 30 | AF | IN | IN | IN | LN | WD | HT | P |  |  | O | O | O | O
GS-07F-238AA | QP-GLC-00998 | QORPAK | GLASS VIAL CLEAR 4 DRM VINYL CAP CS/144 | QP-GLC-00998 | GLASS VIAL CLEAR 4 DRM VINYL CAP | 21X70MM, 4 DRAM (15ML) CLEAR BOROSILICATE GLASS VIAL WITH 18-400 BLACK PHENOLIC PULP/VINYL LINED CAP ATTACHED. CLEAR VIALS OFFER MAXIMUM VISIBILITY. TYPE I BOROSILICATE GLASS, PROVIDING EXCEPTIONAL RESISTANCE TO HEAT SHOCK AND CHEMICAL LEACHING | . THE GLASS IS NON-POROUS AND HAS NO CATALYTIC AFFECT. BECAUSE THE BORON OXIDE PARTICLES IN THE GLASS ARE SO SMALL, THE SILICATE IS HELD MORE CLOSELY TOGETHER, RESULTING IN A MUCH STRONGER GLASS FOR YOUR LABORATORY NEEDS. ATTACHED BLACK PHENOLIC | CAPS WITH PULP AND VINYL LINERS ARE PERFECT FOR GENERAL USE. THE LINER IS A VINYL COATING APPLIED TO HIGH DENSITY POLYETHYLENE COATED PAPER AND THEN IT IS LAMINATED TO PULPBOARD. THIS GENERAL PURPOSE LINER IS COMMONLY USED FOR FOOD, BEVERAGE |  | 70 | 24 | 37 | 35.9722 | CF | CA | 144 | CA |  | 5 | 566 2 | US | 1 |  | 0 | STND | 30 | AF | IN | IN | IN | LN | WD | HT | P |  |  | O | O | O | O
GS-07F-238AA | QP-GLC-00999 | QORPAK | 20ML GLASS VIAL, GREEN TE | QP-GLC-00999 | GLASS VIAL CLEAR TOP 5 DRM GREEN PTFE CAP | 27.25X57.5MM, 5 DRAM (20ML) CLEAR BOROSILICATE GLASS VIAL WITH 24-400 GREEN THERMOSET F217 & PTFE LINED CAP ATTACHED. CLEAR VIALS OFFER MAXIMUM VISIBILITY. TYPE I BOROSILICATE GLASS, PROVIDING EXCEPTIONAL RESISTANCE TO HEAT SHOCK AND CHEMIC | AL LEACHING. THE GLASS IS NON-POROUS AND HAS NO CATALYTIC AFFECT. BECAUSE THE BORON OXIDE PARTICLES IN THE GLASS ARE SO SMALL, THE SILICATE IS HELD MORE CLOSELY TOGETHER, RESULTING IN A MUCH STRONGER GLASS FOR YOUR LABORATORY NEEDS. | THERMOSET CAPS WITH F217 PTFE LINERS PROVIDE A WIDE RANGE OF CHEMICAL COMPATIBILITY AND TEMPERATURE TOLERANCE. THE FOAM BACKED PTFE RESISTS ATTACK FROM VIRTUALLY ALL CHEMICALS AT ROOM TEMPERATURE AND PROVIDES RESILIENCE FOR A TIGHT SEAL. |  | 70 | 24 | 37 | 35.9722 | CF | CA | 72 | CA |  | 5 | 566 2 | US | 1 |  | 0 | STND | 30 | AF | IN | IN | IN | LN | WD | HT | P |  |  | O | O | O | O
GS-07F-238AA | QP-GLC-01001 | QORPAK | 20ML GLASS VIAL, BLACK CO | QP-GLC-01001 | GLASS VIAL CLEAR TOP 5 DRM POLY CONE CAP | 27.25X57.5MM, 5 DRAM (20ML) CLEAR BOROSILICATE GLASS VIAL WITH 24-400 BLACK PHENOLIC POLYCONE LINED CAP ATTACHED. CLEAR VIALS OFFER MAXIMUM VISIBILITY. TYPE I BOROSILICATE GLASS, PROVIDING EXCEPTIONAL RESISTANCE TO HEAT SHOCK AND CHEMICAL L | LEACHING. THE GLASS IS NON-POROUS AND HAS NO CATALYTIC AFFECT. BECAUSE THE BORON OXIDE PARTICLES IN THE GLASS ARE SO SMALL, THE SILICATE IS HELD MORE CLOSELY TOGETHER, RESULTING IN A MUCH STRONGER GLASS FOR YOUR LABORATORY NEEDS. ATTACHED BLACK CAP | IC CAPS WITH POLYSEAL CONE LINERS FORM AN EXCEPTIONALLY TIGHT SEAL AND OFFER A GOOD CHEMICAL BARRIER. THIS LINER MOLDS ITSELF AROUND THE SEALING AREAS OF THE FINISH AS THE CAP IS SCREWED ON, VIRTUALLY ELIMINATING LEAKAGE, EVAPORATION, CONTAMINATION, |  | 70 | 24 | 37 | 35.9722 | CF | CA | 72 | CA |  | 5 | 566 2 | US | 1 |  | 0 | STND | 30 | AF | IN | IN | IN | LN | WD | HT | P |  |  | O | O | O | O
GS-07F-238AA | QP-GLC-01006 | QORPAK | 22ML GLASS VIAL, GREEN TE | QP-GLC-01006 | GLASS VIAL CLEAR TOP 6 DRM GREEN PTFE CAP | 27.25X70MM, 6 DRAM (22ML) CLEAR BOROSILICATE GLASS VIAL WITH 24-400 GREEN THERMOSET F217 & PTFE LINED CAP ATTACHED. CLEAR VIALS OFFER MAXIMUM VISIBILITY. TYPE I BOROSILICATE GLASS, PROVIDING EXCEPTIONAL RESISTANCE TO HEAT SHOCK | LOW CHEMICAL LEACHING. THE GLASS IS NON-POROUS AND HAS NO CATALYTIC AFFECT. BECAUSE THE BORON OXIDE PARTICLES IN THE GLASS ARE SO SMALL, THE SILICATE IS HELD MORE CLOSELY TOGETHER, RESULTING IN A MUCH STRONGER GLASS FOR YOUR LABORATORY NEEDS. | THERMOSET CAPS WITH F217 PTFE LINERS PROVIDE A WIDE RANGE OF CHEMICAL COMPATIBILITY AND TEMPERATURE TOLERANCE. THE FOAM BACKED PTFE RESISTS ATTACK FROM VIRTUALLY ALL CHEMICALS AT ROOM TEMPERATURE AND PROVIDES RESILIENCE FOR A TIGHT SEAL. |  | 70 | 38 | 38 | 58.4954 | CF | CA | 72 | CA |  | 5 | 566 2 | US | 1 |  | 0 | STND | 30 | AF | IN | IN | IN | LN | WD | HT | P |  |  | O | O | O | O
GS-07F-238AA | QP-GLC-01007 | QORPAK | 22ML GLASS VIAL, BLACK CO | QP-GLC-01007 | GLASS VIAL CLEAR TOP 6 DRM POLY CONE CAP | 27.25X70MM, 6 DRAM (22ML) CLEAR BOROSILICATE GLASS VIAL WITH 24-400 BLACK PHENOLIC POLY CONE LINED CAP ATTACHED. CLEAR VIALS OFFER MAXIMUM VISIBILITY. TYPE I BOROSILICATE GLASS, PROVIDING EXCEPTIONAL RESISTANCE TO HEAT SHOCK AND CHEMICAL LE | ACHING. THE GLASS IS NON-POROUS AND HAS NO CATALYTIC AFFECT. BECAUSE THE BORON OXIDE PARTICLES IN THE GLASS ARE SO SMALL, THE SILICATE IS HELD MORE CLOSELY TOGETHER, RESULTING IN A MUCH STRONGER GLASS FOR YOUR LABORATORY NEEDS. | ATTACHED BLACK PHENOLIC CAPS WITH POLYSEAL CONE LINERS FORM A TIGHT SEAL AND OFFER A GOOD CHEMICAL BARRIER. THIS LINER MOLDS ITSELF AROUND THE SEALING AREAS AS THE CAP IS SCREWED ON, VIRTUALLY ELIMINATING LEAKAGE, EVAPORATION, CONTAMINATION, |  | 70 | 38 | 38 | 58.4954 | CF | CA | 72 | CA |  | 5 | 566 2 | US | 1 |  | 0 | STND | 30 | AF | IN | IN | IN | LN | WD | HT | P |  |  | O | O | O | O
GS-07F-238AA | QP-GLC-01008 | QORPAK | VIAL CLEAR 8 DRM GREEN PTFE CAP CS/144 | QP-GLC-01008 | GLASS VIAL CLEAR 8 DRM GREEN PTFE CAP | 25X95MM, 8 DRAM (30ML) CLEAR BOROSILICATE GLASS VIAL WITH 22-400 GREEN THERMOSET F217 & PTFE LINED CAP ATTACHED. CLEAR VIALS OFFER MAXIMUM VISIBILITY. TYPE I BOROSILICATE GLASS, PROVIDING EXCEPTIONAL RESISTANCE TO HEAT SHOCK AND CHEMICAL LE | ACHING. THE GLASS IS NON-POROUS AND HAS NO CATALYTIC AFFECT. BECAUSE THE BORON OXIDE PARTICLES IN THE GLASS ARE SO SMALL, THE SILICATE IS HELD MORE CLOSELY TOGETHER, RESULTING IN A MUCH STRONGER GLASS FOR YOUR LABORATORY NEEDS. ATTACHED GREEN THERMOS | ET CAPS WITH F217 PTFE LINERS PROVIDE A WIDE RANGE OF CHEMICAL COMPATIBILITY AND TEMPERATURE TOLERANCE. THE FOAM BACKED PTFE RESISTS ATTACK FROM VIRTUALLY ALL CHEMICALS AT ROOM TEMPERATURE AND PROVIDES RESILIENCE FOR A TIGHT SEAL. THERMOSET CLOSURES |  | 70 | 38 | 38 | 58.4954 | CF | CA | 144 | CA |  | 5 | 566 2 | US | 1 |  | 0 | STND | 30 | AF | IN | IN | IN | LN | WD | HT | P |  |  | O | O | O | O
GS-07F-238AA | QP-GLC-01009 | QORPAK | VIAL CLEAR 8 DRM POLY CONE CAP CS/144 | QP-GLC-01009 | GLASS VIAL CLEAR 8 DRM POLY CONE CAP | 25X95MM, 8 DRAM (30ML) CLEAR BOROSILICATE GLASS VIAL WITH 22-400 BLACK PHENOLIC POLYCONE LINED CAP ATTACHED. CLEAR VIALS OFFER MAXIMUM VISIBILITY. TYPE I BOROSILICATE GLASS, PROVIDING EXCEPTIONAL RESISTANCE TO HEAT SHOCK/ CHEMICAL LEACHING | NG. THE GLASS IS NON-POROUS AND HAS NO CATALYTIC AFFECT. BECAUSE THE BORON OXIDE PARTICLES IN THE GLASS ARE SO SMALL, THE SILICATE IS HELD MORE CLOSELY TOGETHER, RESULTING IN A MUCH STRONGER GLASS FOR YOUR LABORATORY NEEDS. ATTACHED BLACK PHENOLIC CA | CAPS WITH POLYSEAL CONE LINERS FORM AN EXCEPTIONALLY TIGHT SEAL AND OFFER A GOOD CHEMICAL BARRIER. THIS LINER MOLDS ITSELF AROUND THE SEALING AREAS OF THE FINISH AS THE CAP IS SCREWED ON, VIRTUALLY ELIMINATING LEAKAGE, EVAPORATION, CONTAMINATION |  | 70 | 38 | 38 | 58.4954 | CF | CA | 144 | CA |  | 5 | 566 2 | US | 1 |  | 0 | STND | 30 | AF | IN | IN | IN | LN | WD | HT | P |  |  | O | O | O | O
GS-07F-238AA | QP-GLC-01011 | QORPAK | GLASS VIAL CLEAR 8 DRM VINYL CAP CS/144 | QP-GLC-01011 | GLASS VIAL CLEAR 8 DRM VINYL CAP | 25X95MM, 8 DRAM (30ML) CLEAR BOROSILICATE GLASS VIAL WITH 22-400 BLACK PHENOLIC PULP/VINYL LINED CAP. CLEAR VIALS OFFER MAXIMUM VISIBILITY. TYPE I BOROSILICATE GLASS, PROVIDING EXCEPTIONAL RESISTANCE TO HEAT SHOCK/ CHEMICAL LEACHING | . THE GLASS IS NON-POROUS AND HAS NO CATALYTIC AFFECT. BECAUSE THE BORON OXIDE PARTICLES IN THE GLASS ARE SO SMALL, THE SILICATE IS HELD MORE CLOSELY TOGETHER, RESULTING IN A MUCH STRONGER GLASS FOR YOUR LABORATORY NEEDS. ATTACHED BLACK PHENOLIC | CAPS WITH PULP AND VINYL LINERS ARE PERFECT FOR GENERAL USE. THE LINER IS A VINYL COATING APPLIED TO HIGH DENSITY POLYETHYLENE COATED PAPER AND THEN IT IS LAMINATED TO PULPBOARD. THIS GENERAL PURPOSE LINER IS COMMONLY USED FOR FOOD, BEVERAGE |  | 70 | 38 | 38 | 58.4954 | CF | CA | 144 | CA |  | 5 | 566 2 | US | 1 |  | 0 | STND | 30 | AF | IN | IN | IN | LN | WD | HT | P |  |  | O | O | O | O
GS-07F-238AA | QP-GLC-01016 | QORPAK | VIAL 5 DRM HOLE CAP PTFE/SIL CS/144 | QP-GLC-01016 | GLASS VIAL CLEAR 5 DRM HOLE CAP/ PTFE/SILCS/144 | 27.25X57.5MM, 5 DRAM (20ML) CLEAR BOROSILICATE GLASS VIAL WITH 24-400 GREEN PP HOLE CAP & PTFE/SILICONE SEPTA ATTACHED. CLEAR VIALS OFFER MAXIMUM VISIBILITY. TYPE I BOROSILICATE GLASS, PROVIDING EXCEPTIONAL RESISTANCE TO HEAT SHOCK AND CHEM | ICAL LEACHING. THE GLASS IS NON-POROUS AND HAS NO CATALYTIC AFFECT. BECAUSE THE BORON OXIDE PARTICLES IN THE GLASS ARE SO SMALL, THE SILICATE IS HELD MORE CLOSELY TOGETHER, RESULTING IN A MUCH STRONGER GLASS FOR YOUR LABORATORY NEEDS. ATTACHED POLYPR | OPYLENE HOLE CAPS ARE KNOWN FOR GOOD IMPACT STRENGTH, COST EFFECTIVENESS, AND PLIABILITY. THE PTFE PTFE/SILICONE SEPTA RESISTS CORING AND IS RECOMMENDED WHEN MULTIPLE INJECTIONS ARE REQUIRED. THIS. 125" SEPTA HAS EXCELLENT RESEALING QUALITIES. |  | 70 | 38 | 38 | 58.4954 | CF | CA | 144 | CA |  | 5 | 566 2 | US | 1 |  | 0 | STND | 30 | AF | IN | IN | IN | LN | WD | HT | P |  |  | O | O | O | O
GS-07F-238AA | QP-GLC-01031 | QORPAK | VIAL 10 DRM HOLE CAP/ PTFE/SIL CS/144 | QP-GLC-01031 | GLASS VIAL CLEAR 10 DRM HOLE CAP/ PTFE/SILCS/144 | 27.75X95MM, 10 DRAM (40ML) CLEAR BOROSILICATE GLASS VIAL WITH 24-400 GREEN PP HOLE CAP & PTFE/SILICONE SEPTA ATTACHED. CLEAR VIALS OFFER MAXIMUM VISIBILITY. TYPE I BOROSILICATE GLASS, PROVIDING EXCEPTIONAL RESISTANCE TO HEAT SHOCK | NO LEACHING. THE GLASS IS NON-POROUS AND HAS NO CATALYTIC AFFECT. BECAUSE THE BORON OXIDE PARTICLES IN THE GLASS ARE SO SMALL, THE SILICATE IS HELD MORE CLOSELY TOGETHER, RESULTING IN A MUCH STRONGER GLASS FOR YOUR LABORATORY NEEDS. ATTACHED POLYPRO | POLYPROPYLENE HOLE CAPS ARE KNOWN FOR GOOD IMPACT STRENGTH, COST EFFECTIVENESS, AND PLIABILITY. THE PTFE/SILICONE SEPTA (SIMILAR TO PTFE) RESISTS CORING AND IS RECOMMENDED WHEN MULTIPLE INJECTIONS ARE REQUIRED. 0.125" SEPTA |  | 70 | 38 | 38 | 58.4954 | CF | CA | 144 | CA |  | 5 | 566 2 | US | 1 |  | 0 | STND | 30 | AF | IN | IN | IN | LN | WD | HT | P |  |  | O | O | O | O
GS-07F-238AA | QP-GLC-01056 | QORPAK | AMBER VIAL 5 DRM GREEN PTFE CAP CS/144 | QP-GLC-01056 | AMBER VIAL 5 DRM GREEN PTFE CAP | 20 ML (5 DRAM) AMBER VIALS, GREEN PTFE-LINED CAPS. AMBER VIALS OFFER PROTECTION FROM HARMFUL LIGHT AND UV RAYS FOR LIGHT SENSITIVE PRODUCTS. TYPE I BOROSILICATE GLASS, PROVIDING EXCEPTIONAL RESISTANCE TO HEAT SHOCK AND CHEMICAL LEACHING. THE | GLASS IS NON-POROUS AND HAS NO CATALYTIC AFFECT. BECAUSE THE BORON OXIDE PARTICLES IN THE GLASS ARE SO SMALL, THE SILICATE IS HELD MORE CLOSELY TOGETHER, RESULTING IN A MUCH STRONGER GLASS FOR YOUR LABORATORY NEEDS. ATTACHED 24-400 GREEN THERMOSET CA | CAPS WITH F217 PTFE LINERS PROVIDE A WIDE RANGE OF CHEMICAL COMPATIBILITY AND TEMPERATURE TOLERANCE. THE FOAM BACKED PTFE RESISTS ATTACK FROM VIRTUALLY ALL CHEMICALS AT ROOM TEMPERATURE AND PROVIDES RESILIENCE FOR A TIGHT SEAL. THERMOSET CLOSURES |  | 70 | 38 | 38 | 58.4954 | CF | CA | 144 | CA |  | 5 | 566 2 | US | 1 |  | 0 | STND | 30 | AF | IN | IN | IN | LN | WD | HT | P |  |  | O | O | O | O
GS-07F-238AA | QP-GLC-01058 | QORPAK | AMBER VIAL 5 DRM HOLE CAP PTFE CS/144 | QP-GLC-01058 | AMBER VIAL 5 DRM HOLE CAP/ PTFE/SILCS/144 | 20 ML (5 DRAM) AMBER VIALS, GREEN HOLE CAPS W/ PTFE & SILICONE. AMBER VIALS OFFER PROTECTION FROM HARMFUL LIGHT AND UV RAYS FOR LIGHT SENSITIVE PRODUCTS. TYPE I BOROSILICATE GLASS, PROVIDING EXCEPTIONAL RESISTANCE TO HEAT SHOCK AND CHEMICAL L | THE GLASS IS NON-POROUS AND HAS NO CATALYTIC AFFECT. BECAUSE THE BORON OXIDE PARTICLES IN THE GLASS ARE SO SMALL, THE SILICATE IS HELD MORE CLOSELY TOGETHER, RESULTING IN A MUCH STRONGER GLASS FOR YOUR LABORATORY NEEDS | POLYPROPYLENE HOLE CAPS ARE KNOWN FOR GOOD IMPACT STRENGTH, COST EFFECTIVENESS, AND PLIABILITY. THE PTFE PTFE/SILICONE SEPTA RESISTS CORING AND IS RECOMMENDED WHEN MULTIPLE INJECTIONS ARE REQUIRED. THIS. 125" SEPTA HAS EXCELLENT RESEALING QUALITIES. |  | 70 | 38 | 38 | 58.4954 | CF | CA | 144 | CA |  | 5 | 566 2 | US | 1 |  | 0 | STND | 30 | AF | IN | IN | IN | LN | WD | HT | P |  |  | O | O | O | O
GS-07F-238AA | QP-GLC-01061 | QORPAK | AMBER VIAL 5 DRM POLY CONE CAP CS/144 | QP-GLC-01061 | AMBER VIAL 5 DRM 24-400 POLY CONE CAP | 20 ML (5 DRAM) AMBER GLASS VIALS, BLACK CONE LINED CAPS. AMBER VIALS OFFER PROTECTION FROM HARMFUL LIGHT AND UV RAYS FOR LIGHT SENSITIVE PRODUCTS. TYPE I BOROSILICATE GLASS, PROVIDING EXCEPTIONAL RESISTANCE TO HEAT SHOCK AND CHEMICAL LEACHING | . THE GLASS IS NON-POROUS AND HAS NO CATALYTIC AFFECT. BECAUSE THE BORON OXIDE PARTICLES IN THE GLASS ARE SO SMALL, THE SILICATE IS HELD MORE CLOSELY TOGETHER, RESULTING IN A MUCH STRONGER GLASS FOR YOUR LABORATORY NEEDS. ATTACHED BLACK PHENOLIC CAPS | WITH POLYSEAL CONE LINERS FORM AN EXCEPTIONALLY TIGHT SEAL AND OFFER A GOOD CHEMICAL BARRIER. THIS LINER MOLDS ITSELF AROUND THE SEALING AREAS OF THE FINISH AS THE CAP IS SCREWED ON, VIRTUALLY ELIMINATING LEAKAGE, EVAPORATION, CONTAMINATION, BINDING |  | 70 | 38 | 38 | 58.4954 | CF | CA | 144 | CA |  | 5 | 566 2 | US | 1 |  | 0 | STND | 30 | AF | IN | IN | IN | LN | WD | HT | P |  |  | O | O | O | O
GS-07F-238AA | QP-GLC-01075 | QORPAK | AMBER VIAL 10 DRM HOLE PTFE CS/144 | QP-GLC-01075 | AMBER VIAL 10 DRM HOLE CAP/ PTFE/SILCS/144 | 40 ML AMBER GLASS VIALS, PTFE AND SILICONE HOLE CAPS. AMBER VIALS OFFER PROTECTION FROM HARMFUL LIGHT AND UV RAYS FOR LIGHT SENSITIVE PRODUCTS. TYPE I BOROSILICATE GLASS, PROVIDING EXCEPTIONAL RESISTANCE TO HEAT SHOCK AND CHEMICAL LEACHING. T | HE GLASS IS NON-POROUS AND HAS NO CATALYTIC AFFECT. BECAUSE THE BORON OXIDE PARTICLES IN THE GLASS ARE SO SMALL, THE SILICATE IS HELD MORE CLOSELY TOGETHER, RESULTING IN A MUCH STRONGER GLASS FOR YOUR LABORATORY NEEDS. ATTACHED 24-400 POLYPROPYLENE H | OLE CAPS ARE KNOWN FOR GOOD IMPACT STRENGTH, COST EFFECTIVENESS, AND PLIABILITY. THE PTFE PTFE/SILICONE SEPTA RESISTS CORING AND IS RECOMMENDED WHEN MULTIPLE INJECTIONS ARE REQUIRED. THIS. 125" SEPTA HAS EXCELLENT RESEALING QUALITIES. OLD PART# QP-2 |  | 70 | 38 | 38 | 58.4954 | CF | CA | 144 | CA |  | 5 | 566 2 | US | 1 |  | 0 | STND | 30 | AF | IN | IN | IN | LN | WD | HT | P |  |  | O | O | O | O
GS-07F-238AA | QP-GLC-01082 | QORPAK | 1 OZ GLASS BOSTON ROUND BOTTLES | QP-GLC-01082 | CLEAR GLASS BOSTON ROUND BOTTLES 1 OZ PTFE CAP | 1 OUNCE (30 ML) GLASS BOSTON ROUND BOTTLES, 20-400 GREEN PTFE-LINED CAPS, 31X79MM. CLEAR BOSTON ROUNDS OFFER MAXIMUM VISIBILITY AND SAMPLE INTEGRITY. BOSTON ROUND BOTTLES ARE IDEAL FOR GENERAL LABORATORY USE FOR LIQUID STORAGE & SAMPLING. THEY FEAT | URE A ROUND BODY, ROUNDED SHOULDERS AND NARROW SCREW NECK OPENING. THESE ENVIRONMENTALLY SENSITIVE BOTTLES HELP ELIMINATE WASTE AND HELP TO INSURE PRODUCT INTEGRITY FOR LONG TERM STORAGE. ATTACHED GREEN THERMOSET CAPS WITH F217 PTFE LINERS PROVIDE A | WIDE RANGE OF CHEMICAL COMPATIBILITY AND TEMPERATURE TOLERANCE. THE FOAM BACKED PTFE RESISTS ATTACK FROM VIRTUALLY ALL CHEMICALS AT ROOM TEMPERATURE AND PROVIDES RESILIENCE FOR A TIGHT SEAL. OLD PART# QP-7909, NEW PART# QP-GLC-01082. |  | 70 | 38 | 38 | 58.4954 | CF | CA | 48 | CA |  | 8 | 566 2 | US | 1 |  | 0 | STND | 30 | AF | IN | IN | IN | LN | WD | HT | P |  |  | O | O | O | O
GS-07F-238AA | QP-GLC-01094 | QORPAK | 1 OZ GLASS BOSTON ROUND BOTTLES | QP-GLC-01094 | CLEAR GLASS BOSTON ROUND BOTTLES 1 OZ VINYL CAP | 1 OZ (30 ML) GLASS BOSTON ROUND BOTTLES, VINYL LINED CAPS, 31X79MM. CLEAR BOSTON ROUNDS OFFER MAXIMUM VISIBILITY AND SAMPLE INTEGRITY. BOSTON ROUND BOTTLES ARE IDEAL FOR GENERAL LABORATORY USE FOR LIQUID STORAGE & SAMPLING. THEY FEATURE A ROUND BOD | Y, ROUNDED SHOULDERS AND NARROW SCREW NECK OPENING. THESE ENVIRONMENTALLY SENSITIVE BOTTLES HELP ELIMINATE WASTE AND HELP TO INSURE PRODUCT INTEGRITY FOR LONG TERM STORAGE. ATTACHED 20-400 BLACK PHENOLIC CAPS WITH PULP AND VINYL LINERS ARE PERFECT | R GENERAL USE. THE LINER IS A VINYL COATING APPLIED TO HIGH DENSITY POLYETHYLENE COATED PAPER AND THEN IT IS LAMINATED TO PULPBOARD. THIS GENERAL PURPOSE LINER IS COMMONLY USED FOR FOOD, BEVERAGE, MEDICAL AND CHEMICAL APPLICATIONS PACKED AT |  | 70 | 38 | 38 | 58.4954 | CF | CA | 48 | CA |  | 8 | 566 2 | US | 1 |  | 0 | STND | 30 | AF | IN | IN | IN | LN | WD | HT | P |  |  | O | O | O | O
GS-07F-238AA | QP-GLC-01099 | QORPAK | 2 OZ GLASS BOSTON ROUND BOTTLES | QP-GLC-01099 | CLEAR GLASS BOSTON ROUND 2 OZ GREEN PTFE CAP | 2 OZ (60 ML) GLASS BOSTON ROUND BOTTLES, GREEN PTFE PTFE-LINED CAPS, 39X94MM. CLEAR BOSTON ROUNDS OFFER MAXIMUM VISIBILITY AND SAMPLE INTEGRITY. BOSTON ROUND BOTTLES ARE IDEAL FOR GENERAL LABORATORY USE FOR LIQUID STORAGE & SAMPLING. THEY FEATURE A | ROUND BODY, ROUNDED SHOULDERS AND NARROW SCREW NECK OPENING. THESE ENVIRONMENTALLY SENSITIVE BOTTLES HELP ELIMINATE WASTE AND HELP TO INSURE PRODUCT INTEGRITY FOR LONG TERM STORAGE. ATTACHED 20-400 GREEN THERMOSET CAPS WITH F217 PTFE LINERS PROVIDE A | WIDE RANGE OF CHEMICAL COMPATIBILITY AND TEMPERATURE TOLERANCE. THE FOAM BACKED PTFE RESISTS ATTACK FROM VIRTUALLY ALL CHEMICALS AT ROOM TEMPERATURE AND PROVIDES RESILIENCE FOR A TIGHT SEAL. OLD PART# QP-7910, NEW PART# QP-GLC-01099. |  | 70 | 38 | 38 | 58.4954 | CF | CA | 24 | CA |  | 8 | 566 2 | US | 1 |  | 0 | STND | 30 | AF | IN | IN | IN | LN | WD | HT | P |  |  | O | O | O | O
GS-07F-238AA | QP-GLC-01116 | QORPAK | 2 OZ GLASS BOSTON ROUND BOTTLES | QP-GLC-01116 | CLEAR BOSTON ROUND BOTTLES 2 OZ BLACK VINYL CAP | 2 OZ (60 ML) GLASS BOSTON ROUND BOTTLES, VINYL LINED CAPS, 39X94MM. CLEAR BOSTON ROUNDS OFFER MAXIMUM VISIBILITY AND SAMPLE INTEGRITY. BOSTON ROUND BOTTLES ARE IDEAL FOR GENERAL LABORATORY USE FOR LIQUID STORAGE & SAMPLING. THEY FEATURE A ROUND BOD | Y, ROUNDED SHOULDERS AND NARROW SCREW NECK OPENING. THESE ENVIRONMENTALLY SENSITIVE BOTTLES HELP ELIMINATE WASTE AND HELP TO INSURE PRODUCT INTEGRITY FOR LONG TERM STORAGE. ATTACHED BLACK PHENOLIC CAPS WITH PULP AND VINYL LINERS ARE PERFECT FOR | AL USE. THE LINER IS A VINYL COATING APPLIED TO HIGH DENSITY POLYETHYLENE COATED PAPER AND THEN IT IS LAMINATED TO PULPBOARD. THIS GENERAL PURPOSE LINER IS COMMONLY USED FOR FOOD, BEVERAGE, MEDICAL AND CHEMICAL APPLICATIONS PACKED AT LESS TH |  | 70 | 38 | 38 | 58.4954 | CF | CA | 24 | CA |  | 8 | 566 2 | US | 1 |  | 0 | STND | 30 | AF | IN | IN | IN | LN | WD | HT | P |  |  | O | O | O | O
GS-07F-238AA | QP-GLC-01123 | QORPAK | 4 OZ GLASS BOSTON ROUND BOTTLES | QP-GLC-01123 | CLEAR BOSTON ROUND BOTTLES 4 OZ GREEN PTFE CAP | 4 OZ (120 ML) GLASS BOSTON ROUND BOTTLES, GREEN PTFE PTFE-LINED CAPS, 48X112MM. CLEAR BOSTON ROUNDS OFFER MAXIMUM VISIBILITY AND SAMPLE INTEGRITY. BOSTON ROUND BOTTLES ARE IDEAL FOR GENERAL LABORATORY USE FOR LIQUID STORAGE & SAMPLING. THEY FEATURE | A ROUND BODY, ROUNDED SHOULDERS AND NARROW SCREW NECK OPENING. THESE ENVIRONMENTALLY SENSITIVE BOTTLES HELP ELIMINATE WASTE AND HELP TO INSURE PRODUCT INTEGRITY FOR LONG TERM STORAGE. ATTACHED 22-400 GREEN THERMOSET CAPS WITH F217 PTFE LINERS PROVIDE | A WIDE RANGE OF CHEMICAL COMPATIBILITY AND TEMPERATURE TOLERANCE. THE FOAM BACKED PTFE RESISTS ATTACK FROM VIRTUALLY ALL CHEMICALS AT ROOM TEMPERATURE AND PROVIDES RESILIENCE FOR A TIGHT SEAL. OLD PART# QP-7912, NEW PART# QP-GLC-01123. |  | 70 | 38 | 38 | 58.4954 | CF | CA | 24 | CA |  | 8 | 566 2 | US | 1 |  | 0 | STND | 30 | AF | IN | IN | IN | LN | WD | HT | P |  |  | O | O | O | O
GS-07F-238AA | QP-GLC-01138 | QORPAK | 4 OZ GLASS BOSTON ROUND BOTTLES | QP-GLC-01138 | CLEAR BOSTON ROUND BOTTLES 4 OZ VINYL CAP | 4 OZ (125 ML) GLASS BOSTON ROUND BOTTLES, VINYL LINED CAPS, 48X112MM. CLEAR BOSTON ROUNDS OFFER MAXIMUM VISIBILITY AND SAMPLE INTEGRITY. BOSTON ROUND BOTTLES ARE IDEAL FOR GENERAL LABORATORY USE FOR LIQUID STORAGE & SAMPLING. THEY FEATURE A ROUND B | ODY, ROUNDED SHOULDERS AND NARROW SCREW NECK OPENING. THESE ENVIRONMENTALLY SENSITIVE BOTTLES HELP ELIMINATE WASTE AND HELP TO INSURE PRODUCT INTEGRITY FOR LONG TERM STORAGE. ATTACHED 22-400 BLACK PHENOLIC CAPS WITH PULP AND VINYL LINERS ARE PERFECT | FOR GENERAL USE. THE LINER IS A VINYL COATING APPLIED TO HIGH DENSITY POLYETHYLENE COATED PAPER AND THEN IT IS LAMINATED TO PULPBOARD. THIS GENERAL PURPOSE LINER IS COMMONLY USED FOR FOOD, BEVERAGE, MEDICAL AND CHEMICAL APPLICATIONS PACKED A |  | 70 | 38 | 38 | 58.4954 | CF | CA | 24 | CA |  | 8 | 566 2 | US | 1 |  | 0 | STND | 30 | AF | IN | IN | IN | LN | WD | HT | P |  |  | O | O | O | O
GS-07F-238AA | QP-GLC-01151 | QORPAK | 8 OZ GLASS BOSTON ROUND BOTTLES | QP-GLC-01151 | CLEAR BOSTON ROUND BOTTLES 8 OZ GREEN PTFE CAP | 8 OZ (250 ML) GLASS BOSTON ROUND BOTTLES, GREEN PTFE-LINED CAPS, 60X137MM. CLEAR BOSTON ROUNDS OFFER MAXIMUM VISIBILITY AND SAMPLE INTEGRITY. BOSTON ROUND BOTTLES ARE IDEAL FOR GENERAL LABORATORY USE FOR LIQUID STORAGE & SAMPLING. THEY FEATURE A RO | UND BODY, ROUNDED SHOULDERS AND NARROW SCREW NECK OPENING. THESE ENVIRONMENTALLY SENSITIVE BOTTLES HELP ELIMINATE WASTE AND HELP TO INSURE PRODUCT INTEGRITY FOR LONG TERM STORAGE. ATTACHED 24-400 GREEN THERMOSET CAPS WITH F217 PTFE LINERS PROVIDE A W | IDE RANGE OF CHEMICAL COMPATIBILITY AND TEMPERATURE TOLERANCE. THE FOAM BACKED PTFE RESISTS ATTACK FROM VIRTUALLY ALL CHEMICALS AT ROOM TEMPERATURE AND PROVIDES RESILIENCE FOR A TIGHT SEAL. OLD PART# QP-7913. |  | 70 | 38 | 38 | 58.4954 | CF | CA | 24 | CA |  | 8 | 566 2 | US | 1 |  | 0 | STND | 30 | AF | IN | IN | IN | LN | WD | HT | P |  |  | O | O | O | O
GS-07F-238AA | QP-GLC-01173 | QORPAK | 8 OZ GLASS BOSTON ROUND BOTTLES | QP-GLC-01173 | CLEAR BOSTON ROUND BOTTLES 8 OZ BLACK VINYL CAP | 8 OZ (250 ML) GLASS BOSTON ROUND BOTTLES, VINYL LINED CAPS, 60X137MM. CLEAR BOSTON ROUNDS OFFER MAXIMUM VISIBILITY AND SAMPLE INTEGRITY. BOSTON ROUND BOTTLES ARE IDEAL FOR GENERAL LABORATORY USE FOR LIQUID STORAGE & SAMPLING. THEY FEATURE A ROUND B | ODY, ROUNDED SHOULDERS AND NARROW SCREW NECK OPENING. THESE ENVIRONMENTALLY SENSITIVE BOTTLES HELP ELIMINATE WASTE AND HELP TO INSURE PRODUCT INTEGRITY FOR LONG TERM STORAGE. ATTACHED 24-400 BLACK PHENOLIC CAPS WITH PULP AND VINYL LINERS ARE PERFECT | FOR GENERAL USE. THE LINER IS A VINYL COATING APPLIED TO HIGH DENSITY POLYETHYLENE COATED PAPER AND THEN IT IS LAMINATED TO PULPBOARD. THIS GENERAL PURPOSE LINER IS COMMONLY USED FOR FOOD, BEVERAGE, MEDICAL AND CHEMICAL APPLICATIONS PACKED A |  | 70 | 38 | 38 | 58.4954 | CF | CA | 24 | CA |  | 8 | 566 2 | US | 1 |  | 0 | STND | 30 | AF | IN | IN | IN | LN | WD | HT | P |  |  | O | O | O | O
GS-07F-238AA | QP-GLC-01185 | QORPAK | 16 OZ GLASS BOSTON ROUND BOTTLE | QP-GLC-01185 | BOSTON ROUND GLASS BOTTLES 16 OZ GREEN PTFE CAP | 16 OZ GLASS BOSTON ROUND BOTTLES WITH 28-400 FINISH, 75X168MM. CLEAR BOSTON ROUNDS OFFER MAXIMUM VISIBILITY AND SAMPLE INTEGRITY. BOSTON ROUND BOTTLES ARE IDEAL FOR GENERAL LABORATORY USE FOR LIQUID STORAGE & SAMPLING. THEY FEATURE A ROUND BODY, RO | UNDED SHOULDERS AND NARROW SCREW NECK OPENING. THESE ENVIRONMENTALLY SENSITIVE BOTTLES HELP ELIMINATE WASTE AND HELP TO INSURE PRODUCT INTEGRITY FOR LONG TERM STORAGE. ATTACHED 28-400 GREEN THERMOSET CAPS WITH F217 PTFE LINERS PROVIDE A WIDE RANGE OF | CHEMICAL COMPATIBILITY AND TEMPERATURE TOLERANCE. THE FOAM BACKED PTFE RESISTS ATTACK FROM VIRTUALLY ALL CHEMICALS AT ROOM TEMPERATURE AND PROVIDES RESILIENCE FOR A TIGHT SEAL. OLD PART# QP-7914. |  | 70 | 38 | 38 | 58.4954 | CF | CA | 12 | CA |  | 8 | 566 2 | US | 1 |  | 0 | STND | 30 | AF | IN | IN | IN | LN | WD | HT | P |  |  | O | O | O | O
GS-07F-238AA | QP-GLC-01205 | QORPAK | 16 OZ GLASS BOSTON ROUND BOTTLE | QP-GLC-01205 | BOSTON ROUND GLASS BOTTLES 16 OZ BLACK VINYL CAP | 16 OZ (500 ML) GLASS BOSTON ROUND BOTTLES, VINYL LINED CAPS, 75X168MM. CLEAR BOSTON ROUNDS OFFER MAXIMUM VISIBILITY AND SAMPLE INTEGRITY. BOSTON ROUND BOTTLES ARE IDEAL FOR GENERAL LABORATORY USE FOR LIQUID STORAGE & SAMPLING. THEY FEATURE A ROUND | BODY, ROUNDED SHOULDERS AND NARROW SCREW NECK OPENING. THESE ENVIRONMENTALLY SENSITIVE BOTTLES HELP ELIMINATE WASTE AND HELP TO INSURE PRODUCT INTEGRITY FOR LONG TERM STORAGE. ATTACHED 28-400 BLACK PHENOLIC CAPS WITH PULP AND VINYL LINERS ARE PERFECT | FOR GENERAL USE. THE LINER IS A VINYL COATING APPLIED TO HIGH DENSITY POLYETHYLENE COATED PAPER AND THEN IT IS LAMINATED TO PULPBOARD. THIS GENERAL PURPOSE LINER IS COMMONLY USED FOR FOOD, BEVERAGE, MEDICAL AND CHEMICAL APPLICATIONS PACKED A |  | 70 | 38 | 38 | 58.4954 | CF | CA | 12 | CA |  | 8 | 566 2 | US | 1 |  | 0 | STND | 30 | AF | IN | IN | IN | LN | WD | HT | P |  |  | O | O | O | O
GS-07F-238AA | QP-GLC-01260 | QORPAK | 1 OZ GLASS FRENCH SQUARE GREEN | QP-GLC-01260 | FRENCH SQUARE GLASS BOTTLES 1 OZ GREEN PTFE CAP | 1OZ GLASS FRENCH SQUARE, GREEN PTFE-LINED CAPS, 35X72MM. CLEAR FRENCH SQUARE BOTTLES PROVIDE MAXIMUM CONTENT VISIBILITY, SPACE SAVING DESIGN AND A WIDE MOUTH OPENING. IDEAL FOR MIXING, STORING AND SAMPLING. ATTACHED 24-400 GREEN THERMOSET CAPS WITH | F217 PTFE LINERS PROVIDE A WIDE RANGE OF CHEMICAL COMPATIBILITY AND TEMPERATURE TOLERANCE. THE FOAM BACKED PTFE RESISTS ATTACK FROM VIRTUALLY ALL CHEMICALS AT ROOM TEMPERATURE AND PROVIDES RESILIENCE FOR A TIGHT SEAL. THERMOSET CLOSURES CANNOT BE REM | ELTED AFTER THEY ARE FORMED. COMMON THERMOSET CAP RESINS INCLUDE UREA, PHENOLIC, AND MELAMINE. OLD PART# QP-7902, NEW PART# QP-GLC-01260. |  | 70 | 38 | 38 | 58.4954 | CF | CA | 48 | CA |  | 7.5 | 566 2 | US | 1 |  | 0 | STND | 30 | AF | IN | IN | IN | LN | WD | HT | P |  |  | O | O | O | O
GS-07F-238AA | QP-GLC-01272 | QORPAK | 1 OZ GLASS FRENCH SQUARE VINYL | QP-GLC-01272 | FRENCH SQUARE GLASS BOTTLES 1 OZ BLACK VINYL CAP | 1 OZ (30 ML) GLASS FRENCH SQUARE, VINYL LINED CAPS, 35X72MM. CLEAR FRENCH SQUARE BOTTLES PROVIDE MAXIMUM CONTENT VISIBILITY, SPACE SAVING DESIGN AND A WIDE MOUTH OPENING. IDEAL FOR MIXING, STORING AND SAMPLING. ATTACHED 24-400 BLACK PHENOLIC CAPS W | ITH PULP AND VINYL LINERS ARE PERFECT FOR GENERAL USE. THE LINER IS A VINYL COATING APPLIED TO HDPE COATED PAPER AND THEN IT IS LAMINATED TO PULPBOARD. THIS GENERAL PURPOSE LINER IS COMMONLY USED FOR FOOD, BEVERAGE, MEDIC | AL AND CHEMICAL APPLICATIONS PACKED AT LESS THAN 120 DEGREES FAHRENHEIT. OLD PART# QP-7702, NEW PART# QP-GLC-01272. |  | 70 | 38 | 38 | 58.4954 | CF | CA | 48 | CA |  | 18.8 | 566 2 | US | 1 |  | 0 | STND | 30 | AF | IN | IN | IN | LN | WD | HT | P |  |  | O | O | O | O
GS-07F-238AA | QP-GLC-01284 | QORPAK | 2 OZ GLASS FRENCH SQUARE GREEN | QP-GLC-01284 | FRENCH SQUARE GLASS BOTTLES 2 OZ GREEN PTFE CAP | 2OZ GLASS FRENCH SQUARE, GREEN PTFE-LINED CAPS, 37X86MM. CLEAR FRENCH SQUARE BOTTLES PROVIDE MAXIMUM CONTENT VISIBILITY, SPACE SAVING DESIGN AND A WIDE MOUTH OPENING. IDEAL FOR MIXING, STORING AND SAMPLING. ATTACHED 28-400 GREEN THERMOSET CAPS WITH | F217 PTFE LINERS PROVIDE A WIDE RANGE OF CHEMICAL COMPATIBILITY AND TEMPERATURE TOLERANCE. THE FOAM BACKED PTFE RESISTS ATTACK FROM VIRTUALLY ALL CHEMICALS AT ROOM TEMPERATURE AND PROVIDES RESILIENCE FOR A TIGHT SEAL. THERMOSET CLOSURES CANNOT BE REM | ELTED AFTER THEY ARE FORMED. COMMON THERMOSET CAP RESINS INCLUDE UREA, PHENOLIC, AND MELAMINE. OLD PART# QP-7903, NEW PART# QP-GLC-01284. |  | 70 | 38 | 38 | 58.4954 | CF | CA | 48 | CA |  | 10 | 566 2 | US | 1 |  | 0 | STND | 30 | AF | IN | IN | IN | LN | WD | HT | P |  |  | O | O | O | O
GS-07F-238AA | QP-GLC-01298 | QORPAK | 2 OZ GLASS FRENCH SQUARE VINYL | QP-GLC-01298 | FRENCH SQUARE GLASS BOTTLES 2 OZ BLACK VINYL CAP | 2 OZ (60 ML) GLASS FRENCH SQUARE, VINYL LINED CAPS, 37X86MM. CLEAR FRENCH SQUARE BOTTLES PROVIDE MAXIMUM CONTENT VISIBILITY, SPACE SAVING DESIGN AND A WIDE MOUTH OPENING. IDEAL FOR MIXING, STORING AND SAMPLING. ATTACHED 28-400 BLACK PHENOLIC CAPS W | ITH PULP AND VINYL LINERS ARE PERFECT FOR GENERAL USE. THE LINER IS A VINYL COATING APPLIED TO HDPE COATED PAPER AND THEN IT IS LAMINATED TO PULPBOARD. THIS GENERAL PURPOSE LINER IS COMMONLY USED FOR FOOD, BEVERAGE, MEDIC | AL AND CHEMICAL APPLICATIONS PACKED AT LESS THAN 120 DEGREES FAHRENHEIT. OLD PART# QP-7703, NEW PART# QP-GLC-01298. |  | 70 | 38 | 38 | 58.4954 | CF | CA | 48 | CA |  | 18.8 | 566 2 | US | 1 |  | 0 | STND | 30 | AF | IN | IN | IN | LN | WD | HT | P |  |  | O | O | O | O
GS-07F-238AA | QP-GLC-01311 | QORPAK | 4 OZ GLASS FRENCH SQUARE GREEN | QP-GLC-01311 | FRENCH SQUARE GLASS BOTTLES 4 OZ GREEN PTFE CAP | 4OZ GLASS FRENCH SQUARE, GREEN PTFE-LINED CAPS, 45X112MM. CLEAR FRENCH SQUARE BOTTLES PROVIDE MAXIMUM CONTENT VISIBILITY, SPACE SAVING DESIGN AND A WIDE MOUTH OPENING. IDEAL FOR MIXING, STORING AND SAMPLING. ATTACHED 33-400 GREEN THERMOSET CAPS WIT | H F217 PTFE LINERS PROVIDE A WIDE RANGE OF CHEMICAL COMPATIBILITY AND TEMPERATURE TOLERANCE. THE FOAM BACKED PTFE RESISTS ATTACK FROM VIRTUALLY ALL CHEMICALS AT ROOM TEMPERATURE AND PROVIDES RESILIENCE FOR A TIGHT SEAL. THERMOSET CLOSURES CANNOT BE R | EMELTED AFTER THEY ARE FORMED. COMMON THERMOSET CAP RESINS INCLUDE UREA, PHENOLIC, AND MELAMINE. OLD PART# QP-7904, NEW PART# QP-GLC-01311. |  | 70 | 38 | 38 | 58.4954 | CF | CA | 24 | CA |  | 13.8 | 566 2 | US | 1 |  | 0 | STND | 30 | AF | IN | IN | IN | LN | WD | HT | P |  |  | O | O | O | O
GS-07F-238AA | QP-GLC-01326 | QORPAK | 4 OZ GLASS FRENCH SQUARE VINYL | QP-GLC-01326 | FRENCH SQUARE GLASS BOTTLES 4 OZ BLACK VINYL CAP | 4 OZ (125 ML) GLASS FRENCH SQUARE, VINYL LINED CAPS, 45X112MM. CLEAR FRENCH SQUARE BOTTLES PROVIDE MAXIMUM CONTENT VISIBILITY, SPACE SAVING DESIGN AND A WIDE MOUTH OPENING. IDEAL FOR MIXING, STORING AND SAMPLING. ATTACHED 33-400 BLACK PHENOLIC CAPS | WITH PULP AND VINYL LINERS ARE PERFECT FOR GENERAL USE. THE LINER IS A VINYL COATING APPLIED TO HDPE COATED PAPER AND THEN IT IS LAMINATED TO PULPBOARD. THIS GENERAL PURPOSE LINER IS COMMONLY USED FOR FOOD, BEVERAGE, MEDI | CAL AND CHEMICAL APPLICATIONS PACKED AT LESS THAN 120 DEGREES FAHRENHEIT. OLD PART# QP-7704, NEW PART# QP-GLC-01326. |  | 70 | 38 | 38 | 58.4954 | CF | CA | 24 | CA |  | 18.8 | 566 2 | US | 1 |  | 0 | STND | 30 | AF | IN | IN | IN | LN | WD | HT | P |  |  | O | O | O | O
GS-07F-238AA | QP-GLC-01336 | QORPAK | 8 OZ GLASS FRENCH SQUARE GREEN | QP-GLC-01336 | FRENCH SQUARE GLASS BOTTLES 8 OZ GREEN PTFE CAP | 8OZ GLASS FRENCH SQUARE, GREEN PTFE-LINED CAPS, 51X137MM. CLEAR FRENCH SQUARE BOTTLES PROVIDE MAXIMUM CONTENT VISIBILITY, SPACE SAVING DESIGN AND A WIDE MOUTH OPENING. IDEAL FOR MIXING, STORING AND SAMPLING. ATTACHED 43-400 GREEN THERMOSET CAPS WIT | H F217 PTFE LINERS PROVIDE A WIDE RANGE OF CHEMICAL COMPATIBILITY AND TEMPERATURE TOLERANCE. THE FOAM BACKED PTFE RESISTS ATTACK FROM VIRTUALLY ALL CHEMICALS AT ROOM TEMPERATURE AND PROVIDES RESILIENCE FOR A TIGHT SEAL. THERMOSET CLOSURES CANNOT BE R | EMELTED AFTER THEY ARE FORMED. COMMON THERMOSET CAP RESINS INCLUDE UREA, PHENOLIC, AND MELAMINE. OLD PART# QP-7905. |  | 70 | 38 | 38 | 58.4954 | CF | CA | 24 | CA |  | 15 | 566 2 | US | 1 |  | 0 | STND | 30 | AF | IN | IN | IN | LN | WD | HT | P |  |  | O | O | O | O
GS-07F-238AA | QP-GLC-01354 | QORPAK | 8.5 OZ GLASS FRENCH SQUARE VIN | QP-GLC-01354 | FRENCH SQUARE GLASS BOTTLES 8 OZ BLACK VINYL CAP | 8.5 OZ (250 ML) GLASS FRENCH SQUARE, VINYL LINED CAPS, 51X137MM. CLEAR FRENCH SQUARE BOTTLES PROVIDE MAXIMUM CONTENT VISIBILITY, SPACE SAVING DESIGN AND A WIDE MOUTH OPENING. IDEAL FOR MIXING, STORING AND SAMPLING. ATTACHED 43-400 BLACK PHENOLIC CA | PS WITH PULP AND VINYL LINERS ARE PERFECT FOR GENERAL USE. THE LINER IS A VINYL COATING APPLIED TO HDPE COATED PAPER AND THEN IT IS LAMINATED TO PULPBOARD. THIS GENERAL PURPOSE LINER IS COMMONLY USED FOR FOOD, BEVERAGE, M | EDICAL AND CHEMICAL APPLICATIONS PACKED AT LESS THAN 120 DEGREES FAHRENHEIT. OLD PART# QP-7705, NEW PART# QP-GLC-01354. |  | 70 | 38 | 38 | 58.4954 | CF | CA | 24 | CA |  | 18.8 | 566 2 | US | 1 |  | 0 | STND | 30 | AF | IN | IN | IN | LN | WD | HT | P |  |  | O | O | O | O
GS-07F-238AA | QP-GLC-01364 | QORPAK | 16 OZ GLASS FRENCH SQUARE GREE | QP-GLC-01364 | FRENCH SQUARE GLASS BOTTLES 16 OZ GREEN PTFE CAP | 16OZ GLASS FRENCH SQUARE, GREEN PTFE-LINED CAPS, 62X167MM. CLEAR FRENCH SQUARE BOTTLES PROVIDE MAXIMUM CONTENT VISIBILITY, SPACE SAVING DESIGN AND A WIDE MOUTH OPENING. IDEAL FOR MIXING, STORING AND SAMPLING. ATTACHED 48-400 GREEN THERMOSET CAPS WI | TH F217 PTFE LINERS PROVIDE A WIDE RANGE OF CHEMICAL COMPATIBILITY AND TEMPERATURE TOLERANCE. THE FOAM BACKED PTFE RESISTS ATTACK FROM VIRTUALLY ALL CHEMICALS AT ROOM TEMPERATURE AND PROVIDES RESILIENCE FOR A TIGHT SEAL. THERMOSET CLOSURES CANNOT BE | REMELTED AFTER THEY ARE FORMED. COMMON THERMOSET CAP RESINS INCLUDE UREA, PHENOLIC, AND MELAMINE. OLD PART# QP-7906. |  | 70 | 38 | 38 | 58.4954 | CF | CA | 24 | CA |  | 15 | 566 2 | US | 1 |  | 0 | STND | 30 | AF | IN | IN | IN | LN | WD | HT | P |  |  | O | O | O | O
GS-07F-238AA | QP-GLC-01378 | QORPAK | 16 OZ GLASS FRENCH SQUARE VINY | QP-GLC-01378 | FRENCH SQUARE GLASS BOTTLES 16 OZ BLACK VINYL CAP | 16 OZ (500 ML) GLASS FRENCH SQUARE, VINYL LINED CAPS, 62X167MM. CLEAR FRENCH SQUARE BOTTLES PROVIDE MAXIMUM CONTENT VISIBILITY, SPACE SAVING DESIGN AND A WIDE MOUTH OPENING. IDEAL FOR MIXING, STORING AND SAMPLING. ATTACHED 48-400 BLACK PHENOLIC CAP | S WITH PULP AND VINYL LINERS ARE PERFECT FOR GENERAL USE. THE LINER IS A VINYL COATING APPLIED TO HDPE COATED PAPER AND THEN IT IS LAMINATED TO PULPBOARD. THIS GENERAL PURPOSE LINER IS COMMONLY USED FOR FOOD, BEVERAGE, ME | DICAL AND CHEMICAL APPLICATIONS PACKED AT LESS THAN 120 DEGREES FAHRENHEIT. OLD PART# QP-7706, NEW PART# QP-GLC-01378. |  | 70 | 38 | 38 | 58.4954 | CF | CA | 24 | CA |  | 18.8 | 566 2 | US | 1 |  | 0 | STND | 30 | AF | IN | IN | IN | LN | WD | HT | P |  |  | O | O | O | O
GS-07F-238AA | QP-GLC-01388 | QORPAK | 32 OZ GLASS FRENCH SQUARE GREE | QP-GLC-01388 | FRENCH SQUARE GLASS BOTTLES 32 OZ GREEN PTFE CAP | 32OZ GLASS FRENCH SQUARE, GREEN PTFE-LINED CAPS, 83X202MM. CLEAR FRENCH SQUARE BOTTLES PROVIDE MAXIMUM CONTENT VISIBILITY, SPACE SAVING DESIGN AND A WIDE MOUTH OPENING. IDEAL FOR MIXING, STORING AND SAMPLING. ATTACHED 58-400 GREEN THERMOSET CAPS WI | TH F217 PTFE LINERS PROVIDE A WIDE RANGE OF CHEMICAL COMPATIBILITY AND TEMPERATURE TOLERANCE. THE FOAM BACKED PTFE RESISTS ATTACK FROM VIRTUALLY ALL CHEMICALS AT ROOM TEMPERATURE AND PROVIDES RESILIENCE FOR A TIGHT SEAL. THERMOSET CLOSURES CANNOT BE | REMELTED AFTER THEY ARE FORMED. COMMON THERMOSET CAP RESINS INCLUDE UREA, PHENOLIC, AND MELAMINE. OLD PART # QP-7907. |  | 70 | 38 | 38 | 58.4954 | CF | CA | 12 | CA |  | 11.3 | 566 2 | US | 1 |  | 0 | STND | 30 | AF | IN | IN | IN | LN | WD | HT | P |  |  | O | O | O | O
GS-07F-238AA | QP-GLC-01396 | QORPAK | 32 OZ GLASS FRENCH SQUARE VINY | QP-GLC-01396 | FRENCH SQUARE GLASS BOTTLES 32 OZ BLACK VINYL CAP | 32 OZ (950 ML) GLASS FRENCH SQUARE, VINYL LINED CAPS, 83X202MM. CLEAR FRENCH SQUARE BOTTLES PROVIDE MAXIMUM CONTENT VISIBILITY, SPACE SAVING DESIGN AND A WIDE MOUTH OPENING. IDEAL FOR MIXING, STORING AND SAMPLING. ATTACHED 58-400 BLACK PHENOLIC (TH | ERMOSET) CAPS WITH PULP/VINYL LINERS ARE PERFECT FOR GENERAL USE. THE LINER IS A VINYL COATING APPLIED TO HDPE COATED PAPER AND THEN IT IS LAMINATED TO PULPBOARD. THIS GENERAL PURPOSE LINER IS COMMONLY USED FOR FOOD, BEVE | RAGE, MEDICAL AND CHEMICAL APPLICATIONS PACKED AT LESS THAN 120 F., INCLUDING MILD ACIDS, ALKALIS, SOLVENTS, ALCOHOLS, OILS AND AQUEOUS PRODUCTS; NOT RECOMMENDED FOR ACTIVE HYDROCARBONS OR BLEACHES. OLD PART# QP-7507, NEW PART# QP-GLC-01396. |  | 70 | 38 | 38 | 58.4954 | CF | CA | 24 | CA |  | 20 | 566 2 | US | 1 |  | 0 | STND | 30 | AF | IN | IN | IN | LN | WD | HT | P |  |  | O | O | O | O
GS-07F-238AA | QP-GLC-01406 | QORPAK | CLEAR GLASS JUG 64OZ BLACK P | QP-GLC-01406 | CLEAR GLASS JUG 2 LITER BLACK CAP, PTFE DISC | 64OZ (1,920ML) CLEAR JUG WITH 38-400 BLACK PP CAP & PTFE DISC ATTACHED, 124X265MM. APPROXIMATELY 2 LITER CLEAR GLASS BOTTLES WITH SHOULDER LOOP AND BLACK PP CAP WITH PTFE DISC ATTACHED. CLEAR JUGS WITH MOLDED FINGER GRIPS ARE THE PERFECT STORAGE SO | LUTION FOR LARGE QUANTITIES OF LIQUID. GLASS IS INERT AND PROTECTS AGAINST GAS AND PRODUCT PERMEATION. CLEAR CLASS PROVIDES MAXIMUM VISIBILITY AND SAMPLE INTEGRITY. ATTACHED 38-400 POLYPROPYLENE CAPS ARE KNOWN FOR GOOD IMPACT STRENGTH, COST EFFECTIVE | NESS, & PLIABILITY. THESE CAPS ARE AUTOCLAVABLE IF THE DISC IS REMOVED. INNER PTFE DISCS ARE 0.010" SOLID VIRGIN PTFE. OFTEN USED FOR ENVIRONMENTAL SAMPLING. EASY-TO-CLEAN, REMOVE, AND REPLACE. THESE BOTTLES HAVE A HIGH SHIPPING COST DUE TO |  | 70 | 38 | 38 | 58.4954 | CF | CA | 6 | CA |  | 33.9 | 566 2 | US | 1 |  | 0 | STND | 30 | AF | IN | IN | IN | LN | WD | HT | P |  |  | O | O | O | O
GS-07F-238AA | QP-GLC-01408 | QORPAK | CLEAR GLASS JUG 64OZ GREEN T | QP-GLC-01408 | CLEAR GLASS JUG 2 LITER GREEN PTFE CAP | 64OZ (1,920ML) CLEAR JUG WITH GREEN THERMOSET F217 & PTFE LINED CAP ATTACHED, 124X265MM. CLEAR JUGS WITH MOLDED FINGER GRIPS ARE THE PERFECT STORAGE SOLUTION FOR LARGE QUANTITIES OF LIQUID. GLASS IS INERT AND PROTECTS AGAINST GAS AND PRODUCT PERMEA | TION. CLEAR CLASS PROVIDES MAXIMUM VISIBILITY AND SAMPLE INTEGRITY. ATTACHED 38-400 GREEN THERMOSET F217 & PTFE LINED CAPS ARE KNOWN FOR PROVIDING THE WIDEST RANGE OF CHEMICAL COMPATIBILITY AND FOR BEING THE MOST TEMPERATURE TOLERANT OF PLASTIC CLOSU | RES. THE COLOR GREEN EASILY IDENTIFIES THE PTFE LINER SYSTEM. FOAM BACKED PTFE LINERS RESIST ATTACK FROM VIRTUALLY ALL CHEMICALS AT ROOM TEMPERATURE AND PROVIDES RESILIENCE FOR A TIGHT SEAL WITH A LOW MOISTURE TRANSMISSION RATE. F217 HAS A LOW DENSI |  | 70 | 38 | 38 | 58.4954 | CF | CA | 6 | CA |  | 21.9 | 566 2 | US | 1 |  | 0 | STND | 30 | AF | IN | IN | IN | LN | WD | HT | P |  |  | O | O | O | O
GS-07F-238AA | QP-GLC-01420 | QORPAK | CLEAR GLASS JUG 64OZ BLACK P | QP-GLC-01420 | CLEAR GLASS JUG 2 LITER BLACK VINYL CAP | 64OZ (1,920ML) CLEAR JUG WITH 38-400 BLACK PHENOLIC PULP/VINYL LINED CAP ATTACHED, 124X265MM. CLEAR JUGS WITH MOLDED FINGER GRIPS ARE THE PERFECT STORAGE SOLUTION FOR LARGE QUANTITIES OF LIQUID. GLASS IS INERT AND PROTECTS AGAINST GAS AND PRODUCT P | ERMEATION. CLEAR CLASS PROVIDES MAXIMUM VISIBILITY AND SAMPLE INTEGRITY. ATTACHED 38-400 PHENOLIC PULP/VINYL LINED CAPS ARE PERFECT FOR GENERAL USE. THE LINER IS A VINYL COATING APPLIED TO HDPE COATED PAPER AND THEN IT IS | LAMINATED TO PULP-BOARD. THIS GENERAL PURPOSE LINER IS COMMONLY USED FOR FOOD, BEVERAGE, MEDICAL AND CHEMICAL APPLICATIONS PACKED AT LESS THAN 120 F., INCLUDING MILD ACIDS, ALKALIS, SOLVENTS, ALCOHOLS, OILS AND AQUEOUS PRODUCTS; NOT RECOMMENDED FOR |  | 70 | 38 | 38 | 58.4954 | CF | CA | 6 | CA |  | 21.9 | 566 2 | US | 1 |  | 0 | STND | 30 | AF | IN | IN | IN | LN | WD | HT | P |  |  | O | O | O | O
GS-07F-238AA | QP-GLC-01425 | QORPAK | CLEAR GLASS JUG 128OZ BLACK | QP-GLC-01425 | CLEAR GLASS JUG 4 LITER BLACK CAP, PTFE DISC | 128OZ (3,840ML) CLEAR JUG WITH 38-400 BLACK PP CAP & PTFE DISC ATTACHED, 166X293MM. APPROXIMATELY 4 LITER CLEAR GLASS JUGS WITH MOLDED FINGER GRIPS ARE THE PERFECT STORAGE SOLUTION FOR LARGE QUANTITIES OF LIQUID. GLASS IS INERT AND PROTECTS AGAINST | GAS AND PRODUCT PERMEATION. CLEAR CLASS PROVIDES MAXIMUM VISIBILITY AND SAMPLE INTEGRITY. ATTACHED 38-400 POLYPROPYLENE CAPS ARE KNOWN FOR GOOD IMPACT STRENGTH, COST EFFECTIVENESS, & PLIABILITY. THESE CAPS ARE AUTOCLAVABLE IF THE DISC IS REMOVED. INN | PTFE DISCS ARE 0.010" SOLID VIRGIN PTFE. OFTEN USED FOR ENVIRONMENTAL SAMPLING. EASY-TO-CLEAN, REMOVE, AND REPLACE. THESE BOTTLES HAVE A HIGH SHIPPING COST DUE TO THEIR LARGE SIZE AND WEIGHT. OUR ONLINE SHIPPING CALCULATOR WILL PROVIDE A |  | 70 | 38 | 38 | 58.4954 | CF | CA | 4 | CA |  | 33.8 | 566 2 | US | 1 |  | 0 | STND | 30 | AF | IN | IN | IN | LN | WD | HT | P |  |  | O | O | O | O
GS-07F-238AA | QP-GLC-01429 | QORPAK | CLEAR GLASS JUG 128OZ GREEN | QP-GLC-01429 | CLEAR GLASS JUG 4 LITER GREEN PTFE CAP | 128OZ (3,840ML) CLEAR JUG WITH 38-400 GREEN THERMOSET F217 & PTFE LINED CAPS ATTACHED, 166X293MM. APPROXIMATELY 4 LITER CLEAR GLASS JUGS WITH MOLDED FINGER GRIPS ARE THE PERFECT STORAGE SOLUTION FOR LARGE QUANTITIES OF LIQUID. GLASS IS INERT AND PR | PROTECTS AGAINST GAS AND PRODUCT PERMEATION. CLEAR CLASS PROVIDES MAXIMUM VISIBILITY AND SAMPLE INTEGRITY. ATTACHED 38-400 GREEN THERMOSET F217 & PTFE LINED CAPS ARE KNOWN FOR PROVIDING THE WIDEST RANGE OF CHEMICAL COMPATIBILITY | TEMPERATURE TOLERANT OF PLASTIC CLOSURES. THE COLOR GREEN EASILY IDENTIFIES THE PTFE LINER SYSTEM. FOAM BACKED PTFE LINERS RESIST ATTACK FROM VIRTUALLY ALL CHEMICALS AT ROOM TEMPERATURE AND PROVIDES RESILIENCE FOR A TIGHT SEAL WITH A LOW MOISTURE TR |  | 70 | 38 | 38 | 58.4954 | CF | CA | 4 | CA |  | 33.8 | 566 2 | US | 1 |  | 0 | STND | 30 | AF | IN | IN | IN | LN | WD | HT | P |  |  | O | O | O | O
GS-07F-238AA | QP-GLC-01445 | QORPAK | CLEAR GLASS JUG 128OZ BLACK | QP-GLC-01445 | CLEAR GLASS JUG 4 LITER BLACK VINYL CAP | 128OZ (3,840ML) CLEAR JUG WITH BLACK 38-400 PHENOLIC PULP/VINYL LINED CAPS ATTACHED, 166X293MM. APPROXIMATELY 4 LITER CLEAR GLASS JUGS WITH MOLDED FINGER GRIPS ARE THE PERFECT STORAGE SOLUTION FOR LARGE QUANTITIES OF LIQUID. GLASS IS INERT | PROTECTS AGAINST GAS AND PRODUCT PERMEATION. CLEAR CLASS PROVIDES MAXIMUM VISIBILITY AND SAMPLE INTEGRITY. ATTACHED PHENOLIC PULP/VINYL LINED CAPS ARE PERFECT FOR GENERAL USE. THE LINER IS A VINYL COATING APPLIED TO HDPE COAT | PAPER AND THEN IT IS LAMINATED TO PULPBOARD. THIS GENERAL PURPOSE LINER IS COMMONLY USED FOR FOOD, BEVERAGE, MEDICAL AND CHEMICAL APPLICATIONS PACKED AT LESS THAN 120 F., INCLUDING MILD ACIDS, ALKALIS, SOLVENTS, ALCOHOLS, OILS AND AQUEOUS PRODUCT |  | 70 | 38 | 38 | 58.4954 | CF | CA | 4 | CA |  | 33.8 | 566 2 | US | 1 |  | 0 | STND | 30 | AF | IN | IN | IN | LN | WD | HT | P |  |  | O | O | O | O
GS-07F-238AA | QP-GLC-01450 | QORPAK | GLASS GRADUATED BOTTLES 1 OZ GR | QP-GLC-01450 | GRADUATED WIDE MOUTH JAR 1 OZ GREEN PTFE CAP | 1OZ (30ML) CLEAR GRADUATED MEDIUM ROUND WITH 33-400 GREEN THERMOSET F217 & PTFE LINED CAP ATTACHED, 33X68MM. THESE CLEAR GRADUATED GLASS JARS (ALSO CALLED BOTTLE BEAKERS OR MEDIUM ROUNDS) ARE EXCELLENT FOR USE WITH BIOLOGICAL AND PATHOLOGICAL | , BUT CAN ALSO BE USED FOR STORING INDUSTRIAL LABORATORY CHEMICALS AND REAGENTS. THEY ARE DESIGNED WITH A SLIGHT SHOULDER FOR EASY POURING AND HANDLING. GRADUATED IN ML AND OZ. MIX, MEASURE, AND STORE IN THE SAME CONTAINER. ATTACHED 33-400 GREEN | THERMOSET (PHENOLIC) ARE KNOWN FOR PROVIDING THE WIDEST RANGE OF CHEMICAL COMPATIBILITY AND FOR BEING THE MOST TEMPERATURE TOLERANT OF PLASTIC CLOSURES. THE COLOR GREEN EASILY IDENTIFIES THE PTFE LINER SYSTEM. FOAM BACKED PTFE LINERS RESIST ATTACK F |  | 70 | 38 | 38 | 58.4954 | CF | CA | 48 | CA |  | 15 | 566 2 | US | 1 |  | 0 | STND | 30 | AF | IN | IN | IN | LN | WD | HT | P |  |  | O | O | O | O
GS-07F-238AA | QP-GLC-01466 | QORPAK | GLASS GRADUATED BOTTLES 1 OZ VI | QP-GLC-01466 | GRADUATED WIDE MOUTH JAR 1 OZ BLACK VINYL CAP | 1OZ (30ML) CLEAR GRADUATED MEDIUM ROUND WITH 33-400 VINYL LINED CAPS ATTACHED, 33X68MM. THESE CLEAR GRADUATED GLASS JARS (ALSO CALLED BOTTLE BEAKERS OR MEDIUM ROUNDS) ARE EXCELLENT FOR USE WITH BIOLOGICAL AND PATHOLOGICAL SPECIMENS, BUT CAN ALSO BE | USED FOR STORING INDUSTRIAL LABORATORY CHEMICALS AND REAGENTS. THEY ARE DESIGNED WITH A SLIGHT SHOULDER FOR EASY POURING AND HANDLING. GRADUATED IN ML AND OZ. MIX, MEASURE, AND STORE IN THE SAME CONTAINER. ATTACHED 33-400 BLACK PHENOLIC PULP/VINYL LI | NED CAPS ARE PERFECT FOR GENERAL USE. THE LINER IS A VINYL COATING APPLIED TO HIGH DENSITY POLYETHYLENE COATED PAPER AND THEN IT IS LAMINATED TO PULPBOARD. THIS GENERAL PURPOSE LINER IS COMMONLY USED FOR FOOD, BEVERAGE, MEDICAL AND CHEMICAL |  | 70 | 45 | 38 | 69.2708 | CF | CA | 48 | CA |  | 15 | 566 2 | US | 1 |  | 0 | STND | 30 | AF | IN | IN | IN | LN | WD | HT | P |  |  | O | O | O | O
GS-07F-238AA | QP-GLC-01472 | QORPAK | GLASS GRADUATED BOTTLES 2 OZ GR | QP-GLC-01472 | GRADUATED WIDE MOUTH JAR 2 OZ GREEN PTFE CAP | 2OZ (60ML) CLEAR GRADUATED MEDIUM ROUND WITH 38-400 GREEN THERMOSET F217 & PTFE LINED CAP ATTACHED, 42X83MM. GRADUATED BOTTLES, 2 OZ (60ML), GREEN PTFE-LINED CAPS. THESE CLEAR GRADUATED GLASS JARS (ALSO CALLED BOTTLE BEAKERS OR MEDIUM ROUNDS) ARE E | EXCELLENT FOR USE WITH BIOLOGICAL AND PATHOLOGICAL SPECIMENS, BUT CAN ALSO BE USED FOR STORING INDUSTRIAL LABORATORY CHEMICALS AND REAGENTS. THEY ARE DESIGNED WITH A SLIGHT SHOULDER FOR EASY POURING AND HANDLING. GRADUATED IN ML AND OZ. MIX, MEASURE, | AND STORE IN THE SAME CONTAINER. ATTACHED 38-400 GREEN THERMOSET (PHENOLIC) ARE KNOWN FOR PROVIDING THE WIDEST RANGE OF CHEMICAL COMPATIBILITY AND FOR BEING THE MOST TEMPERATURE TOLERANT OF PLASTIC CLOSURES. THE COLOR GREEN EASILY IDENTIFIES THE PTF |  | 70 | 45 | 38 | 69.2708 | CF | CA | 48 | CA |  | 10 | 566 2 | US | 1 |  | 0 | STND | 30 | AF | IN | IN | IN | LN | WD | HT | P |  |  | O | O | O | O
GS-07F-238AA | QP-GLC-01493 | QORPAK | GLASS GRADUATED BOTTLES 2 OZ VI | QP-GLC-01493 | GRADUATED WIDE MOUTH JAR 2 OZ BLACK VINYL CAP | 2OZ (60ML) CLEAR GRADUATED MEDIUM ROUND WITH 38-400 PULP-VINYL LINED CAP ATTACHED, 42X83MM. THESE CLEAR GRADUATED GLASS JARS (ALSO CALLED BOTTLE BEAKERS OR MEDIUM ROUNDS) ARE EXCELLENT FOR USE WITH BIOLOGICAL AND PATHOLOGICAL SPECIMENS, BUT CAN | O BE USED FOR STORING INDUSTRIAL LABORATORY CHEMICALS AND REAGENTS. THEY ARE DESIGNED WITH A SLIGHT SHOULDER FOR EASY POURING AND HANDLING. GRADUATED IN ML AND OZ. MIX, MEASURE, AND STORE IN THE SAME CONTAINER. ATTACHED 38-400 BLACK PHENOLIC PULP/VIN | LINED CAPS ARE PERFECT FOR GENERAL USE. THE LINER IS A VINYL COATING APPLIED TO HIGH DENSITY POLYETHYLENE COATED PAPER AND THEN IT IS LAMINATED TO PULPBOARD. THIS GENERAL PURPOSE LINER IS COMMONLY USED FOR FOOD, BEVERAGE, MEDICAL AND CHEM |  | 70 | 45 | 38 | 69.2708 | CF | CA | 48 | CA |  | 20 | 566 2 | US | 1 |  | 0 | STND | 30 | AF | IN | IN | IN | LN | WD | HT | P |  |  | O | O | O | O
GS-07F-238AA | QP-GLC-01504 | QORPAK | GLASS GRADUATED BOTTLES 4 OZ G | QP-GLC-01504 | GRADUATED WIDE MOUTH JAR 4 OZ GREEN PTFE CAP | 4OZ (120ML) CLEAR GRADUATED MEDIUM ROUND WITH 48-400 GREEN THERMOSET F217 & PTFE LINED CAP ATTACHED, 51X102MM. GRADUATED BOTTLES, 4 OZ, GREEN PTFE-LINED CAPS. THESE CLEAR GRADUATED GLASS JARS (ALSO CALLED BOTTLE BEAKERS OR MEDIUM ROUNDS) ARE EXCELL | ENT FOR USE WITH BIOLOGICAL AND PATHOLOGICAL SPECIMENS, BUT CAN ALSO BE USED FOR STORING INDUSTRIAL LABORATORY CHEMICALS AND REAGENTS. THEY ARE DESIGNED WITH A SLIGHT SHOULDER FOR EASY POURING AND HANDLING. GRADUATED IN ML AND OZ. MIX, MEASURE, AND S | TORE IN THE SAME CONTAINER. ATTACHED 48-400 GREEN THERMOSET (PHENOLIC) ARE KNOWN FOR PROVIDING THE WIDEST RANGE OF CHEMICAL COMPATIBILITY AND FOR BEING THE MOST TEMPERATURE TOLERANT OF PLASTIC CLOSURES. THE COLOR GREEN EASILY IDENTIFIES THE PTFE LIN |  | 70 | 45 | 38 | 69.2708 | CF | CA | 24 | CA |  | 13.8 | 566 2 | US | 1 |  | 0 | STND | 30 | AF | IN | IN | IN | LN | WD | HT | P |  |  | O | O | O | O
GS-07F-238AA | QP-GLC-01523 | QORPAK | GLASS GRADUATED BOTTLES 4 OZ V | QP-GLC-01523 | GRADUATED WIDE MOUTH JAR 4 OZ BLACK VINYL CAP | 4OZ (120ML) CLEAR GRADUATED MEDIUM ROUND WITH 48-400 PULP-VINYL LINED CAPS ATTACHED, 51X102MM. GRADUATED BOTTLES, 4 OZ, VINYL LINED CAPS. THESE CLEAR GRADUATED GLASS JARS (ALSO CALLED BOTTLE BEAKERS OR MEDIUM ROUNDS) ARE EXCELLENT FOR USE WITH BIOL | OGICAL AND PATHOLOGICAL SPECIMENS, BUT CAN ALSO BE USED FOR STORING INDUSTRIAL LABORATORY CHEMICALS AND REAGENTS. THEY ARE DESIGNED WITH A SLIGHT SHOULDER FOR EASY POURING AND HANDLING. GRADUATED IN ML AND OZ. MIX, MEASURE, AND STORE IN THE SAME CONT | AINER. ATTACHED 48-400 BLACK PHENOLIC PULP/VINYL LINED CAPS ARE PERFECT FOR GENERAL USE. THE LINER IS A VINYL COATING APPLIED TO HIGH DENSITY POLYETHYLENE COATED PAPER AND THEN IT IS LAMINATED TO PULPBOARD. THIS GENERAL PURPOSE LINER IS COMM |  | 70 | 45 | 38 | 69.2708 | CF | CA | 24 | CA |  | 20 | 566 2 | US | 1 |  | 0 | STND | 30 | AF | IN | IN | IN | LN | WD | HT | P |  |  | O | O | O | O
GS-07F-238AA | QP-GLC-01552 | QORPAK | GLASS GRADUATED BOTTLES 8 OZ V | QP-GLC-01552 | GRADUATED WIDE MOUTH JAR 8 OZ BLACK VINYL CAP | 8OZ (240ML) CLEAR GRADUATED MEDIUM ROUND WITH 58-400 BLACK PHENOLIC PULP/VINYL LINED CAP ATTACHED, 62X127MM. GRADUATED BOTTLES, 8 OZ (240ML), VINYL LINED CAPS. THESE CLEAR GRADUATED GLASS JARS (ALSO CALLED BOTTLE BEAKERS OR MEDIUM ROUNDS) ARE EXCEL | LENT FOR USE WITH BIOLOGICAL AND PATHOLOGICAL SPECIMENS, BUT CAN ALSO BE USED FOR STORING INDUSTRIAL LABORATORY CHEMICALS AND REAGENTS. THEY ARE DESIGNED WITH A SLIGHT SHOULDER FOR EASY POURING AND HANDLING. GRADUATED IN ML AND OZ. MIX, MEASURE, AND | STORE IN THE SAME CONTAINER. ATTACHED 58-400 BLACK PHENOLIC PULP/VINYL LINED CAPS ARE PERFECT FOR GENERAL USE. THE LINER IS A VINYL COATING APPLIED TO HIGH DENSITY POLYETHYLENE COATED PAPER AND THEN IT IS LAMINATED TO PULPBOARD. THIS GENERAL |  | 70 | 45 | 38 | 69.2708 | CF | CA | 24 | CA |  | 15 | 566 2 | US | 1 |  | 0 | STND | 30 | AF | IN | IN | IN | LN | WD | HT | P |  |  | O | O | O | O
GS-07F-238AA | QP-GLC-01560 | QORPAK | GLASS GRADUATED BOTTLES 16 OZ | QP-GLC-01560 | GRADUATED WIDE MOUTH JAR 16 OZ GREEN PTFE CAP | 16OZ (480ML) CLEAR GRADUATED MEDIUM ROUND WITH 70-400 GREEN THERMOSET F217 & PTFE LINED CAP ATTACHED, 76X145MM. GRADUATED BOTTLES, 16 OZ (480ML), GREEN PTFE-LINED CAPS. THESE CLEAR GRADUATED GLASS JARS (ALSO CALLED BOTTLE BEAKERS OR MEDIUM ROUNDS) | ARE EXCELLENT FOR USE WITH BIOLOGICAL AND PATHOLOGICAL SPECIMENS, BUT CAN ALSO BE USED FOR STORING INDUSTRIAL LABORATORY CHEMICALS AND REAGENTS. THEY ARE DESIGNED WITH A SLIGHT SHOULDER FOR EASY POURING AND HANDLING. GRADUATED IN ML AND OZ. MIX, | , AND STORE IN THE SAME CONTAINER. ATTACHED 70-400 GREEN THERMOSET (PHENOLIC) ARE KNOWN FOR PROVIDING THE WIDEST RANGE OF CHEMICAL COMPATIBILITY AND FOR BEING THE MOST TEMPERATURE TOLERANT OF PLASTIC CLOSURES. THE COLOR GREEN EASILY IDENTIFIES TH |  | 70 | 45 | 38 | 69.2708 | CF | CA | 24 | CA |  | 15 | 566 2 | US | 1 |  | 0 | STND | 30 | AF | IN | IN | IN | LN | WD | HT | P |  |  | O | O | O | O
GS-07F-238AA | QP-GLC-01575 | QORPAK | MEDIUM ROUND GLASS JARS 16 OZ | QP-GLC-01575 | GRADUATED WIDE MOUTH JAR 16 OZ BLACK VINYL CAP | 16OZ (480ML) CLEAR GRADUATED MEDIUM ROUND WITH 70-400 BLACK PULP-VINYL LINED CAP ATTACHED, 76X145MM. THESE CLEAR BOTTLE BEAKERS ARE EXCELLENT FOR USE WITH BIOLOGICAL AND PATHOLOGICAL SPECIMENS, BUT CAN ALSO BE USED FOR STORING INDUSTRIAL LABORATORY | CHEMICALS AND REAGENTS. THEY ARE DESIGNED WITH A SLIGHT SHOULDER FOR EASY POURING AND HANDLING. GRADUATED IN ML AND OUNCES. MIX, MEASURE, AND STORE IN THE SAME CONTAINER. ATTACHED 70-400 BLACK PHENOLIC CAPS WITH PULP AND VINYL LINERS ARE PERFECT FOR | GENERAL USE. THE LINER IS A VINYL COATING APPLIED TO HIGH DENSITY POLYETHYLENE COATED PAPER AND THEN IT IS LAMINATED TO PULPBOARD. THIS GENERAL PURPOSE LINER IS COMMONLY USED FOR FOOD, BEVERAGE, MEDICAL AND CHEMICAL APPLICATIONS PACKED AT LE |  | 70 | 45 | 38 | 69.2708 | CF | CA | 24 | CA |  | 18.8 | 566 2 | US | 1 |  | 0 | STND | 30 | AF | IN | IN | IN | LN | WD | HT | P |  |  | O | O | O | O
GS-07F-238AA | QP-GLC-01586 | QORPAK | STRAIGHT SIDED GLASS JAR 1OZ 43- | QP-GLC-01586 | CLEAR GLASS JAR 1 OZ GREEN PTFE CAP | STRAIGHT SIDED ROUND JAR, 1OZ (30ML) CLEAR WITH 43-400 GREEN THERMOSET F217 & PTFE LINED CAP ATTACHED, 43X43MM. CLEAR / FLINT STRAIGHT SIDED ROUND JARS ARE DESIGNED WITHOUT SHOULDERS FOR MAXIMUM STORAGE CAPACITY AND CONTENT VISIBILITY. ATTACHED 43- | 400 GREEN THERMOSET (PHENOLIC) ARE KNOWN FOR PROVIDING THE WIDEST RANGE OF CHEMICAL COMPATIBILITY AND FOR BEING THE MOST TEMPERATURE TOLERANT OF PLASTIC CLOSURES. THE COLOR GREEN EASILY IDENTIFIES THE PTFE LINER SYSTEM. FOAM BACKED PTFE LINERS RESIST | ATTACK FROM VIRTUALLY ALL CHEMICALS AT ROOM TEMPERATURE AND PROVIDES RESILIENCE FOR A TIGHT SEAL WITH A LOW MOISTURE TRANSMISSION RATE. F217 HAS A LOW DENSITY FOAM CORE BETWEEN TWO SOLID LAYERS OF LDPE. USES INCLUDE ANALYTICAL LAB SAMPLES, HIGH PURI |  | 70 | 45 | 38 | 69.2708 | CF | CA | 48 | CA |  | 7.5 | 566 2 | US | 1 |  | 0 | STND | 30 | AF | IN | IN | IN | LN | WD | HT | P |  |  | O | O | O | O
GS-07F-238AA | QP-GLC-01596 | QORPAK | STRAIGHT SIDED GLASS JAR 1OZ 43- | QP-GLC-01596 | CLEAR GLASS JAR 1 OZ BLACK VINYL CAP | STRAIGHT SIDED ROUND JAR, 1OZ (30ML) CLEAR WITH 43-400 BLACK PHENOLIC PULP/VINYL LINED CAP ATTACHED, 43X43MM. CLEAR / FLINT STRAIGHT SIDED ROUND JARS ARE DESIGNED WITHOUT SHOULDERS FOR MAXIMUM STORAGE CAPACITY AND CONTENT VISIBILITY. ATTACHED BLACK | PHENOLIC (THERMOSET) CAPS WITH PULP/VINYL LINERS ARE PERFECT FOR GENERAL USE. THE LINER IS A VINYL COATING APPLIED TO HDPE COATED PAPER AND THEN IT IS LAMINATED TO PULPBOARD. THIS GENERAL PURPOSE LINER IS COMMONLY USED FO | R FOOD, BEVERAGE, MEDICAL AND CHEMICAL APPLICATIONS PACKED AT LESS THAN 120 F., INCLUDING MILD ACIDS, ALKALIS, SOLVENTS, ALCOHOLS, OILS AND AQUEOUS PRODUCTS; NOT RECOMMENDED FOR ACTIVE HYDROCARBONS OR BLEACHES. OLD PART# QP-7739, NEW PART# QP-GLC-01 |  | 70 | 45 | 38 | 69.2708 | CF | CA | 48 | CA |  | 15 | 566 2 | US | 1 |  | 0 | STND | 30 | AF | IN | IN | IN | LN | WD | HT | P |  |  | O | O | O | O
GS-07F-238AA | QP-GLC-01611 | QORPAK | STRAIGHT SIDED GLASS JAR 2OZ 53- | QP-GLC-01611 | CLEAR GLASS JAR 2 OZ GREEN PTFE CAP | STRAIGHT SIDED ROUND JAR, 2OZ (60ML) CLEAR WITH 53-400 GREEN THERMOSET F217 & PTFE LINED CAP ATTACHED, 55X49MM. CLEAR / FLINT STRAIGHT SIDED ROUND JARS ARE DESIGNED WITHOUT SHOULDERS FOR MAXIMUM STORAGE CAPACITY AND CONTENT VISIBILITY. ATTACHED GRE | EN THERMOSET (PHENOLIC) ARE KNOWN FOR PROVIDING THE WIDEST RANGE OF CHEMICAL COMPATIBILITY AND FOR BEING THE MOST TEMPERATURE TOLERANT OF PLASTIC CLOSURES. THE COLOR GREEN EASILY IDENTIFIES THE PTFE LINER SYSTEM. FOAM BACKED PTFE LINERS RESIST ATTACK | FROM VIRTUALLY ALL CHEMICALS AT ROOM TEMPERATURE AND PROVIDES RESILIENCE FOR A TIGHT SEAL WITH A LOW MOISTURE TRANSMISSION RATE. F217 HAS A LOW DENSITY FOAM CORE BETWEEN TWO SOLID LAYERS OF LDPE. USES INCLUDE ANALYTICAL LAB SAMPLES, HIGH PURITY CHEM |  | 70 | 45 | 38 | 69.2708 | CF | CA | 24 | CA |  | 10 | 566 2 | US | 1 |  | 0 | STND | 30 | AF | IN | IN | IN | LN | WD | HT | P |  |  | O | O | O | O
GS-07F-238AA | QP-GLC-01624 | QORPAK | STRAIGHT SIDED GLASS JAR 2OZ 53- | QP-GLC-01624 | CLEAR GLASS JAR 2 OZ BLACK VINYL CAP | STRAIGHT SIDED ROUND JAR, 2OZ (60ML) CLEAR WITH 53-400 BLACK PHENOLIC PULP/VINYL LINED CAP ATTACHED, 55X49MM. CLEAR / FLINT STRAIGHT SIDED ROUND JARS ARE DESIGNED WITHOUT SHOULDERS FOR MAXIMUM STORAGE CAPACITY AND CONTENT VISIBILITY. ATTACHED BLACK | PHENOLIC (THERMOSET) CAPS WITH PULP/VINYL LINERS ARE PERFECT FOR GENERAL USE. THE LINER IS A VINYL COATING APPLIED TO HDPE COATED PAPER AND THEN IT IS LAMINATED TO PULPBOARD. THIS GENERAL PURPOSE LINER IS COMMONLY USED FO | R FOOD, BEVERAGE, MEDICAL AND CHEMICAL APPLICATIONS PACKED AT LESS THAN 120 F., INCLUDING MILD ACIDS, ALKALIS, SOLVENTS, ALCOHOLS, OILS AND AQUEOUS PRODUCTS; NOT RECOMMENDED FOR ACTIVE HYDROCARBONS OR BLEACHES. OLD PART# QP-7740, NEW PART# QP-GLC-01 |  | 70 | 45 | 38 | 69.2708 | CF | CA | 24 | CA |  | 15 | 566 2 | US | 1 |  | 0 | STND | 30 | AF | IN | IN | IN | LN | WD | HT | P |  |  | O | O | O | O
GS-07F-238AA | QP-GLC-01634 | QORPAK | STRAIGHT SIDED GLASS JAR 4OZ 58 | QP-GLC-01634 | CLEAR GLASS JAR 4 OZ GREEN PTFE CAP | STRAIGHT SIDED ROUND JAR, 4OZ (120ML) CLEAR WITH 58-400 GREEN THERMOSET F217 & PTFE LINED CAP ATTACHED, 60X69MM. CLEAR / FLINT STRAIGHT SIDED ROUND JARS ARE DESIGNED WITHOUT SHOULDERS FOR MAXIMUM STORAGE CAPACITY AND CONTENT VISIBILITY. ATTACHED GR | EEN THERMOSET (PHENOLIC) ARE KNOWN FOR PROVIDING THE WIDEST RANGE OF CHEMICAL COMPATIBILITY AND FOR BEING THE MOST TEMPERATURE TOLERANT OF PLASTIC CLOSURES. THE COLOR GREEN EASILY IDENTIFIES THE PTFE LINER SYSTEM. FOAM BACKED PTFE LINERS RESIST ATTAC | K FROM VIRTUALLY ALL CHEMICALS AT ROOM TEMPERATURE AND PROVIDES RESILIENCE FOR A TIGHT SEAL WITH A LOW MOISTURE TRANSMISSION RATE. F217 HAS A LOW DENSITY FOAM CORE BETWEEN TWO SOLID LAYERS OF LDPE. USES INCLUDE ANALYTICAL LAB SAMPLES, HIGH PURITY CH |  | 70 | 45 | 38 | 69.2708 | CF | CA | 24 | CA |  | 13.8 | 566 2 | US | 1 |  | 0 | STND | 30 | AF | IN | IN | IN | LN | WD | HT | P |  |  | O | O | O | O
GS-07F-238AA | QP-GLC-01645 | QORPAK | STRAIGHT SIDED GLASS JAR 4OZ 58 | QP-GLC-01645 | CLEAR GLASS JAR 4 OZ BLACK VINYL CAP | STRAIGHT SIDED ROUND JAR, 4OZ (120ML) CLEAR WITH 58-400 BLACK PHENOLIC PULP/VINYL LINED CAP ATTACHED, 60X69MM. CLEAR / FLINT STRAIGHT SIDED ROUND JARS ARE DESIGNED WITHOUT SHOULDERS FOR MAXIMUM STORAGE CAPACITY AND CONTENT VISIBILITY. ATTACHED BLAC | K PHENOLIC (THERMOSET) CAPS WITH PULP/VINYL LINERS ARE PERFECT FOR GENERAL USE. THE LINER IS A VINYL COATING APPLIED TO HDPE COATED PAPER AND THEN IT IS LAMINATED TO PULPBOARD. THIS GENERAL PURPOSE LINER IS COMMONLY USED | FOR FOOD, BEVERAGE, MEDICAL AND CHEMICAL APPLICATIONS PACKED AT LESS THAN 120 F., INCLUDING MILD ACIDS, ALKALIS, SOLVENTS, ALCOHOLS, OILS AND AQUEOUS PRODUCTS; NOT RECOMMENDED FOR ACTIVE HYDROCARBONS OR BLEACHES. OLD PART# QP-7743, NEW PART# QP-GLC- |  | 70 | 45 | 38 | 69.2708 | CF | CA | 24 | CA |  | 20 | 566 2 | US | 1 |  | 0 | STND | 30 | AF | IN | IN | IN | LN | WD | HT | P |  |  | O | O | O | O
GS-07F-238AA | QP-GLC-01652 | QORPAK | STRAIGHT SIDED GLASS JAR 6OZ 63 | QP-GLC-01652 | CLEAR GLASS JAR BLACK SOLID PE CAP 6 OZ | STRAIGHT SIDED ROUND JAR, 6OZ (180ML) CLEAR WITH 63-400 BLACK PHENOLIC SOLID PE LINED CAP ATTACHED,65X79MM. CLEAR / FLINT STRAIGHT SIDED ROUND JARS ARE DESIGNED WITHOUT SHOULDERS FOR MAXIMUM STORAGE CAPACITY AND CONTENT VISIBILITY. ATTACHED BLACK T | HERMOSET (PHENOLIC) CAPS WITH SOLID PE LINERS OFFER GOOD CHEMICAL RESISTANCE AND LOW MOISTURE VAPOR TRANSMISSION RATE. THEY ARE GREAT FOR NAIL POLISH REMOVER AND HIGHER CONCENTRATION ACIDS & ALKALIS. GOOD FOR NON-OIL PRODUCTS FILLED AT ROOM TEMPERATU | RE. BECAUSE THIS LINING SYSTEM IS PAPERLESS, YOUR SAMPLES WILL NOT BE CONTAMINATED WITH FIBER OR PAPER PARTICLES FROM THE CLOSURE. OLD PART# QP-2S06BPEC, NEW PART# QP-GLC-01652. |  | 70 | 45 | 38 | 69.2708 | CF | CA | 24 | CA |  | 14.4 | 566 2 | US | 1 |  | 0 | STND | 30 | AF | IN | IN | IN | LN | WD | HT | P |  |  | O | O | O | O
GS-07F-238AA | QP-GLC-01662 | QORPAK | TALL STRAIGHT SIDED JAR 8OZ CLE | QP-GLC-01662 | CLEAR TALL STRAIGHT SIDED JAR 8 OZ BLACK VINYL CAP | TALL STRAIGHT SIDED JAR, 8OZ (240ML) CLEAR WITH 58-400 BLACK PHENOLIC PULP/VINYL LINED CAP ATTACHED, 57X137MM. CLEAR / FLINT TALL STRAIGHT SIDED ROUND JARS ARE IDEAL FOR SAMPLING AND ARE DESIGNED WITHOUT SHOULDERS TO PROVIDE MAXIMUM STORAGE AND VIS | IBILITY. ATTACHED BLACK PHENOLIC (THERMOSET) CAPS WITH PULP/VINYL LINERS ARE PERFECT FOR GENERAL USE. THE LINER IS A VINYL COATING APPLIED TO HDPE COATED PAPER AND THEN IT IS LAMINATED TO PULPBOARD. THIS GENERAL PURPOSE L | INER IS COMMONLY USED FOR FOOD, BEVERAGE, MEDICAL AND CHEMICAL APPLICATIONS PACKED AT LESS THAN 120 F., INCLUDING MILD ACIDS, ALKALIS, SOLVENTS, ALCOHOLS, OILS AND AQUEOUS PRODUCTS; NOT RECOMMENDED FOR ACTIVE HYDROCARBONS OR BLEACHES. OLD PART# QP-7 |  | 70 | 45 | 38 | 69.2708 | CF | CA | 24 | CA |  | 15 | 566 2 | US | 1 |  | 0 | STND | 30 | AF | IN | IN | IN | LN | WD | HT | P |  |  | O | O | O | O
GS-07F-238AA | QP-GLC-01668 | QORPAK | STRAIGHT SIDED GLASS JAR 8OZ 70 | QP-GLC-01668 | CLEAR GLASS JAR 8 OZ BLACK LINERLESS CAP | STRAIGHT SIDED ROUND JAR, 8OZ (240ML) CLEAR WITH 70-400 BLACK PP UNLINED CAP ATTACHED, 73X89MM. CLEAR / FLINT STRAIGHT SIDED ROUND JARS ARE DESIGNED WITHOUT SHOULDERS FOR MAXIMUM STORAGE CAPACITY AND CONTENT VISIBILITY. ATTACHED UNLINED BLACK POLYP | ROPYLENE CAPS ARE KNOWN FOR GOOD IMPACT STRENGTH, COST EFFECTIVENESS, AND PLIABILITY. THESE CAPS ARE AUTOCLAVABLE & ARE SUITABLE FOR MANY DRY PRODUCTS. OLD PART# QP-2S08QEUC, NEW PART# QP-GLC-01668. |  |  | 70 | 45 | 38 | 69.2708 | CF | CA | 24 | CA |  | 15 | 566 2 | US | 1 |  | 0 | STND | 30 | AF | IN | IN | IN | LN | WD | HT | P |  |  | O | O | O | O
GS-07F-238AA | QP-GLC-01672 | QORPAK | STRAIGHT SIDED GLASS JAR 8OZ 70 | QP-GLC-01672 | CLEAR GLASS JAR 8 OZ GREEN PTFE CAP | STRAIGHT SIDED ROUND JAR, 8OZ (240ML) CLEAR WITH 70-400 GREEN THERMOSET F217 & PTFE LINED CAP ATTACHED, 73X89MM. CLEAR / FLINT STRAIGHT SIDED ROUND JARS ARE DESIGNED WITHOUT SHOULDERS FOR MAXIMUM STORAGE CAPACITY AND CONTENT VISIBILITY. ATTACHED GR | EEN THERMOSET (PHENOLIC) ARE KNOWN FOR PROVIDING THE WIDEST RANGE OF CHEMICAL COMPATIBILITY AND FOR BEING THE MOST TEMPERATURE TOLERANT OF PLASTIC CLOSURES. THE COLOR GREEN EASILY IDENTIFIES THE PTFE LINER SYSTEM. FOAM BACKED PTFE LINERS RESIST ATTAC | K FROM VIRTUALLY ALL CHEMICALS AT ROOM TEMPERATURE AND PROVIDES RESILIENCE FOR A TIGHT SEAL WITH A LOW MOISTURE TRANSMISSION RATE. F217 HAS A LOW DENSITY FOAM CORE BETWEEN TWO SOLID LAYERS OF LDPE. USES INCLUDE ANALYTICAL LAB SAMPLES, HIGH PURITY CH |  | 70 | 45 | 38 | 69.2708 | CF | CA | 24 | CA |  | 7.5 | 566 2 | US | 1 |  | 0 | STND | 30 | AF | IN | IN | IN | LN | WD | HT | P |  |  | O | O | O | O
GS-07F-238AA | QP-GLC-01681 | QORPAK | STRAIGHT SIDED GLASS JAR 8OZ 70 | QP-GLC-01681 | CLEAR GLASS JARS 8 OZ BLACK VINYL CAP | STRAIGHT SIDED ROUND JAR, 8OZ (240ML) CLEAR WITH 70-400 BLACK PHENOLIC PULP/VINYL LINED CAP ATTACHED, 73X89MM. CLEAR / FLINT STRAIGHT SIDED ROUND JARS ARE DESIGNED WITHOUT SHOULDERS FOR MAXIMUM STORAGE CAPACITY AND CONTENT VISIBILITY. ATTACHED BLAC | K PHENOLIC (THERMOSET) CAPS WITH PULP/VINYL LINERS ARE PERFECT FOR GENERAL USE. THE LINER IS A VINYL COATING APPLIED TO HDPE COATED PAPER AND THEN IT IS LAMINATED TO PULPBOARD. THIS GENERAL PURPOSE LINER IS COMMONLY USED | FOR FOOD, BEVERAGE, MEDICAL AND CHEMICAL APPLICATIONS PACKED AT LESS THAN 120 F., INCLUDING MILD ACIDS, ALKALIS, SOLVENTS, ALCOHOLS, OILS AND AQUEOUS PRODUCTS; NOT RECOMMENDED FOR ACTIVE HYDROCARBONS OR BLEACHES. OLD PART# QP-7746, NEW PART# QP-GLC- |  | 70 | 45 | 38 | 69.2708 | CF | CA | 24 | CA |  | 15 | 566 2 | US | 1 |  | 0 | STND | 30 | AF | IN | IN | IN | LN | WD | HT | P |  |  | O | O | O | O
GS-07F-238AA | QP-GLC-01692 | QORPAK | STRAIGHT SIDED GLASS JAR 16OZ 8 | QP-GLC-01692 | CLEAR GLASS JARS 16 OZ GREEN PTFE CAP | STRAIGHT SIDED ROUND JAR, 16OZ (480ML) CLEAR WITH 89-400 GREEN THERMOSET F217 & PTFE LINED CAP ATTACHED, 91X96MM. CLEAR / FLINT STRAIGHT SIDED ROUND JARS ARE DESIGNED WITHOUT SHOULDERS FOR MAXIMUM STORAGE CAPACITY AND CONTENT VISIBILITY. ATTACHED G | REEN THERMOSET (PHENOLIC) ARE KNOWN FOR PROVIDING THE WIDEST RANGE OF CHEMICAL COMPATIBILITY AND FOR BEING THE MOST TEMPERATURE TOLERANT OF PLASTIC CLOSURES. THE COLOR GREEN EASILY IDENTIFIES THE PTFE LINER SYSTEM. FOAM BACKED PTFE LINERS RESIST ATTA | CK FROM VIRTUALLY ALL CHEMICALS AT ROOM TEMPERATURE AND PROVIDES RESILIENCE FOR A TIGHT SEAL WITH A LOW MOISTURE TRANSMISSION RATE. F217 HAS A LOW DENSITY FOAM CORE BETWEEN TWO SOLID LAYERS OF LDPE. USES INCLUDE ANALYTICAL LAB SAMPLES, HIGH PURITY C |  | 70 | 45 | 38 | 69.2708 | CF | CA | 12 | CA |  | 15 | 566 2 | US | 1 |  | 0 | STND | 30 | AF | IN | IN | IN | LN | WD | HT | P |  |  | O | O | O | O
GS-07F-238AA | QP-GLC-01705 | QORPAK | STRAIGHT SIDED GLASS JAR 16OZ 8 | QP-GLC-01705 | CLEAR GLASS JARS 16 OZ BLACK VINYL CAP | STRAIGHT SIDED ROUND JAR, 16OZ (480ML) CLEAR WITH 89-400 BLACK PHENOLIC PULP/VINYL LINED CAP ATTACHED, 91X96MM. CLEAR / FLINT STRAIGHT SIDED ROUND JARS ARE DESIGNED WITHOUT SHOULDERS FOR MAXIMUM STORAGE CAPACITY AND CONTENT VISIBILITY. ATTACHED BLA | CK PHENOLIC (THERMOSET) CAPS WITH PULP/VINYL LINERS ARE PERFECT FOR GENERAL USE. THE LINER IS A VINYL COATING APPLIED TO HDPE COATED PAPER AND THEN IT IS LAMINATED TO PULPBOARD. THIS GENERAL PURPOSE LINER IS COMMONLY USED | FOR FOOD, BEVERAGE, MEDICAL AND CHEMICAL APPLICATIONS PACKED AT LESS THAN 120 F., INCLUDING MILD ACIDS, ALKALIS, SOLVENTS, ALCOHOLS, OILS AND AQUEOUS PRODUCTS; NOT RECOMMENDED FOR ACTIVE HYDROCARBONS OR BLEACHES. OLD PART# QP-7747, NEW PART# QP-GLC- |  | 70 | 59 | 38 | 90.8218 | CF | CA | 12 | CA |  | 12.5 | 566 2 | US | 1 |  | 0 | STND | 30 | AF | IN | IN | IN | LN | WD | HT | P |  |  | O | O | O | O
GS-07F-238AA | QP-GLC-01714 | QORPAK | TALL STRAIGHT SIDED JAR 16OZ CL | QP-GLC-01714 | CLEAR TALL GLASS JARS 16 OZ BLACK VINYL CAP | TALL STRAIGHT SIDED JAR, 16OZ (480ML) CLEAR WITH 63-400 BLACK PHENOLIC PULP/VINYL LINED CAP ATTACHED, 69X169MM. CLEAR / FLINT TALL STRAIGHT SIDED ROUND JARS ARE IDEAL FOR SAMPLING AND ARE DESIGNED WITHOUT SHOULDERS TO PROVIDE MAXIMUM STORAGE AND VI | SIBILITY. ATTACHED BLACK PHENOLIC (THERMOSET) CAPS WITH PULP/VINYL LINERS ARE PERFECT FOR GENERAL USE. THE LINER IS A VINYL COATING APPLIED TO HDPE COATED PAPER AND THEN IT IS LAMINATED TO PULPBOARD. THIS GENERAL PURPOSE | LINER IS COMMONLY USED FOR FOOD, BEVERAGE, MEDICAL AND CHEMICAL APPLICATIONS PACKED AT LESS THAN 120 F., INCLUDING MILD ACIDS, ALKALIS, SOLVENTS, ALCOHOLS, OILS AND AQUEOUS PRODUCTS; NOT RECOMMENDED FOR ACTIVE HYDROCARBONS OR BLEACHES. OLD PART# QP- |  | 70 | 59 | 38 | 90.8218 | CF | CA | 12 | CA |  | 12.5 | 566 2 | US | 1 |  | 0 | STND | 30 | AF | IN | IN | IN | LN | WD | HT | P |  |  | O | O | O | O
GS-07F-238AA | QP-GLC-01719 | QORPAK | STRAIGHT SIDED GLASS JAR 32OZ 8 | QP-GLC-01719 | CLEAR GLASS JARS 32 OZ BLACK LINERLESS CAP | STRAIGHT SIDED ROUND JAR, 32OZ (960ML) CLEAR WITH 89-400 BLACK PP UNLINED CAP ATTACHED, 95X170MM. CLEAR / FLINT STRAIGHT SIDED ROUND JARS ARE DESIGNED WITHOUT SHOULDERS FOR MAXIMUM STORAGE CAPACITY AND CONTENT VISIBILITY. ATTACHED UNLINED BLACK POL | YPROPYLENE CAPS ARE KNOWN FOR GOOD IMPACT STRENGTH, COST EFFECTIVENESS, AND PLIABILITY. THESE CAPS ARE AUTOCLAVABLE & ARE SUITABLE FOR MANY DRY PRODUCTS. OLD PART# QP-2S32QEUC, NEW PART# QP-GLC-01719. |  |  | 70 | 59 | 38 | 90.8218 | CF | CA | 12 | CA |  | 15.5 | 566 2 | US | 1 |  | 0 | STND | 30 | AF | IN | IN | IN | LN | WD | HT | P |  |  | O | O | O | O
GS-07F-238AA | QP-GLC-01721 | QORPAK | STRAIGHT SIDED GLASS JAR 32OZ 8 | QP-GLC-01721 | CLEAR GLASS JARS 32 OZ GREEN PTFE CAP | STRAIGHT SIDED ROUND JAR, 32OZ (960ML) CLEAR WITH 89-400 GREEN THERMOSET F217 & PTFE LINED CAP ATTACHED, 95X170MM. CLEAR / FLINT STRAIGHT SIDED ROUND JARS ARE DESIGNED WITHOUT SHOULDERS FOR MAXIMUM STORAGE CAPACITY AND CONTENT VISIBILITY. ATTACHED | GREEN THERMOSET (PHENOLIC) ARE KNOWN FOR PROVIDING THE WIDEST RANGE OF CHEMICAL COMPATIBILITY AND FOR BEING THE MOST TEMPERATURE TOLERANT OF PLASTIC CLOSURES. THE COLOR GREEN EASILY IDENTIFIES THE PTFE LINER SYSTEM. FOAM BACKED PTFE LINERS RESIST ATT | ACK FROM VIRTUALLY ALL CHEMICALS AT ROOM TEMPERATURE AND PROVIDES RESILIENCE FOR A TIGHT SEAL WITH A LOW MOISTURE TRANSMISSION RATE. F217 HAS A LOW DENSITY FOAM CORE BETWEEN TWO SOLID LAYERS OF LDPE. USES INCLUDE ANALYTICAL LAB SAMPLES, HIGH PURITY |  | 70 | 59 | 38 | 90.8218 | CF | CA | 12 | CA |  | 15.5 | 566 2 | US | 1 |  | 0 | STND | 30 | AF | IN | IN | IN | LN | WD | HT | P |  |  | O | O | O | O
GS-07F-238AA | QP-GLC-01732 | QORPAK | STRAIGHT SIDED GLASS JAR 32OZ 8 | QP-GLC-01732 | CLEAR GLASS JARS 32 OZ BLACK VINYL CAP | STRAIGHT SIDED ROUND JAR, 32OZ (960ML) CLEAR WITH 89-400 BLACK PHENOLIC PULP/VINYL LINED CAP ATTACHED, 95X170MM. CLEAR / FLINT STRAIGHT SIDED ROUND JARS ARE DESIGNED WITHOUT SHOULDERS FOR MAXIMUM STORAGE CAPACITY AND CONTENT VISIBILITY. ATTACHED BL | ACK PHENOLIC (THERMOSET) CAPS WITH PULP/VINYL LINERS ARE PERFECT FOR GENERAL USE. THE LINER IS A VINYL COATING APPLIED TO HDPE COATED PAPER AND THEN IT IS LAMINATED TO PULPBOARD. THIS GENERAL PURPOSE LINER IS COMMONLY USE | D FOR FOOD, BEVERAGE, MEDICAL AND CHEMICAL APPLICATIONS PACKED AT LESS THAN 120 F., INCLUDING MILD ACIDS, ALKALIS, SOLVENTS, ALCOHOLS, OILS AND AQUEOUS PRODUCTS; NOT RECOMMENDED FOR ACTIVE HYDROCARBONS OR BLEACHES. OLD PART# QP-7750, NEW PART# QP-GL |  | 70 | 59 | 38 | 90.8218 | CF | CA | 12 | CA |  | 15.5 | 566 2 | US | 1 |  | 0 | STND | 30 | AF | IN | IN | IN | LN | WD | HT | P |  |  | O | O | O | O
GS-07F-238AA | QP-GLC-01735 | QORPAK | STRAIGHT SIDED GLASS JAR 32OZ 8 | QP-GLC-01735 | CLEAR GLASS JARS 32 OZ WHITE LINERLESS CAP | STRAIGHT SIDED ROUND JAR, 32OZ (960ML) CLEAR WITH 89-400 WHITE PP UNLINED CAP ATTACHED, 95X170MM. CLEAR / FLINT STRAIGHT SIDED ROUND JARS ARE DESIGNED WITHOUT SHOULDERS FOR MAXIMUM STORAGE CAPACITY AND CONTENT VISIBILITY. ATTACHED UNLINED WHITE POL | YPROPYLENE CAPS ARE KNOWN FOR GOOD IMPACT STRENGTH, COST EFFECTIVENESS, AND PLIABILITY. THESE CAPS ARE AUTOCLAVABLE & ARE SUITABLE FOR MANY DRY PRODUCTS. |  |  | 70 | 59 | 38 | 90.8218 | CF | CA | 12 | CA |  | 24 | 566 2 | US | 1 |  | 0 | STND | 30 | AF | IN | IN | IN | LN | WD | HT | P |  |  | O | O | O | O
GS-07F-238AA | QP-GLC-01743 | QORPAK | GLASS MASON JARS 4 OZ WIDE MOUTH CLEAR | QP-GLC-01743 | CLEAR WIDE MOUTH BOTTLES 4 OZ GREEN PTFE CAP | 4 OZ (120 ML) WIDE MOUTH PACKER BOTTLES, GREEN 48-400 PTFE-LINED CAPS, 51X86MM. CLEAR PACKERS OFFER MAXIMUM VISIBILITY AND SAMPLE INTEGRITY. BOSTON ROUND BOTTLES ARE IDEAL FOR GENERAL LABORATORY USE FOR LIQUID STORAGE & SAMPLING. THE WIDE OPENING O | N THESE BOTTLES MAKE THEM THE IDEAL GENERAL PURPOSE BOTTLE FOR SOLID SAMPLING. THESE ENVIRONMENTALLY SENSITIVE BOTTLES HELP ELIMINATE WASTE AND HELP TO INSURE PRODUCT INTEGRITY FOR LONG TERM STORAGE. APPLICATIONS INCLUDE PHARMACEUTICAL, CHEMICAL AND | ENVIRONMENTAL. ATTACHED GREEN THERMOSET (PHENOLIC) ARE KNOWN FOR PROVIDING THE WIDEST RANGE OF CHEMICAL COMPATIBILITY AND FOR BEING THE MOST TEMPERATURE TOLERANT OF PLASTIC CLOSURES. THE COLOR GREEN EASILY IDENTIFIES THE PTFE LINER SYSTEM. FOAM BACK |  | 70 | 59 | 38 | 90.8218 | CF | CA | 24 | CA |  | 13.8 | 566 2 | US | 1 |  | 0 | STND | 30 | AF | IN | IN | IN | LN | WD | HT | P |  |  | O | O | O | O
GS-07F-238AA | QP-GLC-01755 | QORPAK | GLASS MASON JARS 4 OZ WIDE MOUT | QP-GLC-01755 | CLEAR WIDE MOUTH BOTTLES 4 OZ BLACK VINYL CAP | GLASS MASON JARS, 4 OZ (120 ML) WIDE MOUTH CLEAR, VINYL LINED CAPS, 51X86MM. CLEAR PACKERS OFFER MAXIMUM VISIBILITY AND SAMPLE INTEGRITY. BOSTON ROUND BOTTLES ARE IDEAL FOR GENERAL LABORATORY USE FOR LIQUID STORAGE F., INCLUDING MILD ACIDS, ALKALIS | , SOLVENTS, ALCOHOLS, OILS AND AQUEOUS PRODUCTS; NOT RECOMMENDED FOR ACTIVE HYDROCARBONS OR BLEACHES. OLD PART# QP-7767, NEW PART# QP-GLC-01755. |  |  | 70 | 59 | 38 | 90.8218 | CF | CA | 24 | CA |  | 20 | 566 2 | US | 1 |  | 0 | STND | 30 | AF | IN | IN | IN | LN | WD | HT | P |  |  | O | O | O | O
GS-07F-238AA | QP-GLC-01770 | QORPAK | GLASS MASON JARS 8 OZ WIDE MOUTH CLEAR | QP-GLC-01770 | CLEAR WIDE MOUTH BOTTLES 8 OZ GREEN PTFE CAP | 8 OZ (240 ML) WIDE MOUTH GLASS, GREEN PTFE-LINED CAPS, 62X109MM. CLEAR PACKERS OFFER MAXIMUM VISIBILITY AND SAMPLE INTEGRITY. BOSTON ROUND BOTTLES ARE IDEAL FOR GENERAL LABORATORY USE FOR LIQUID STORAGE & SAMPLING. THE WIDE OPENING ON THESE BOTTLES | MAKE THEM THE IDEAL GENERAL PURPOSE BOTTLE FOR SOLID SAMPLING. THESE ENVIRONMENTALLY SENSITIVE BOTTLES HELP ELIMINATE WASTE AND HELP TO INSURE PRODUCT INTEGRITY FOR LONG TERM STORAGE. APPLICATIONS INCLUDE PHARMACEUTICAL, CHEMICAL AND ENVIRONMENTAL. A | TTACHED 58-400 GREEN THERMOSET (PHENOLIC) ARE KNOWN FOR PROVIDING THE WIDEST RANGE OF CHEMICAL COMPATIBILITY AND FOR BEING THE MOST TEMPERATURE TOLERANT OF PLASTIC CLOSURES. THE COLOR GREEN EASILY IDENTIFIES THE PTFE LINER SYSTEM. FOAM BACKED PTFE L |  | 70 | 59 | 38 | 90.8218 | CF | CA | 24 | CA |  | 15 | 566 2 | US | 1 |  | 0 | STND | 30 | AF | IN | IN | IN | LN | WD | HT | P |  |  | O | O | O | O
GS-07F-238AA | QP-GLC-01786 | QORPAK | GLASS MASON JARS 8 OZ WIDE MOUT | QP-GLC-01786 | CLEAR WIDE MOUTH BOTTLES 8 OZ BLACK VINYL CAP | 8OZ (240ML) CLEAR STANDARD WIDE MOUTH WITH 58-400 BLACK PHENOLIC PULP/VINYL LINED CAP ATTACHED, 62X109MM. CLEAR PACKERS OFFER MAXIMUM VISIBILITY AND SAMPLE INTEGRITY. BOSTON ROUND BOTTLES ARE IDEAL FOR GENERAL LABORATORY USE FOR LIQUID STORAGE F., | INCLUDING MILD ACIDS, ALKALIS, SOLVENTS, ALCOHOLS, OILS AND AQUEOUS PRODUCTS; NOT RECOMMENDED FOR ACTIVE HYDROCARBONS OR BLEACHES. OLD PART# QP-7768, NEW PART# QP-GLC-01786. |  |  | 70 | 59 | 38 | 90.8218 | CF | CA | 24 | CA |  | 15 | 566 2 | US | 1 |  | 0 | STND | 30 | AF | IN | IN | IN | LN | WD | HT | P |  |  | O | O | O | O
GS-07F-238AA | QP-GLC-01800 | QORPAK | GLASS MASON JARS 16 OZ WIDE MOUTH CLEA | QP-GLC-01800 | CLEAR WIDE MOUTH BOTTLES16 OZ GREEN PTFE CAP | 16 OZ (480 ML) WIDE MOUTH GLASS, GREEN PTFE-LINED CAPS, 79X133MM. CLEAR PACKERS OFFER MAXIMUM VISIBILITY AND SAMPLE INTEGRITY. BOSTON ROUND BOTTLES ARE IDEAL FOR GENERAL LABORATORY USE FOR LIQUID STORAGE & SAMPLING. THE WIDE OPENING ON THESE BOTTLE | S MAKE THEM THE IDEAL GENERAL PURPOSE BOTTLE FOR SOLID SAMPLING. THESE ENVIRONMENTALLY SENSITIVE BOTTLES HELP ELIMINATE WASTE AND HELP TO INSURE PRODUCT INTEGRITY FOR LONG TERM STORAGE. APPLICATIONS INCLUDE PHARMACEUTICAL, CHEMICAL AND ENVIRONMENTAL. | ATTACHED 63-400 GREEN THERMOSET CAPS WITH F217 PTFE LINERS PROVIDE A WIDE RANGE OF CHEMICAL COMPATIBILITY AND TEMPERATURE TOLERANCE. THE FOAM BACKED PTFE RESISTS ATTACK FROM VIRTUALLY ALL CHEMICALS AT ROOM TEMPERATURE AND PROVIDES RESILIENCE FOR A T |  | 70 | 59 | 38 | 90.8218 | CF | CA | 24 | CA |  | 15 | 566 2 | US | 1 |  | 0 | STND | 30 | AF | IN | IN | IN | LN | WD | HT | P |  |  | O | O | O | O
GS-07F-238AA | QP-GLC-01813 | QORPAK | GLASS MASON JARS 16 OZ WIDE MOU | QP-GLC-01813 | CLEAR WIDE MOUTH BOTTLES 16 OZ BLACK VINYL CAP | GLASS MASON JARS, 16 OZ (480 ML) WIDE MOUTH CLEAR, VINYL LINED CAPS, 79X133MM. CLEAR PACKERS OFFER MAXIMUM VISIBILITY AND SAMPLE INTEGRITY. BOSTON ROUND BOTTLES ARE IDEAL FOR GENERAL LABORATORY USE FOR LIQUID STORAGE F., INCLUDING MILD ACIDS, ALKAL | IS, SOLVENTS, ALCOHOLS, OILS AND AQUEOUS PRODUCTS; NOT RECOMMENDED FOR ACTIVE HYDROCARBONS OR BLEACHES. OLD PART# QP-7770, NEW PART# QP-GLC-01813. |  |  | 70 | 59 | 38 | 90.8218 | CF | CA | 24 | CA |  | 20 | 566 2 | US | 1 |  | 0 | STND | 30 | AF | IN | IN | IN | LN | WD | HT | P |  |  | O | O | O | O
GS-07F-238AA | QP-GLC-01833 | QORPAK | GLASS MASON JARS 32 OZ WIDE MOUTH CLEA | QP-GLC-01833 | CLEAR WIDE MOUTH BOTTLES 32 OZ GREEN PTFE CAP | 32 OZ (960 ML) WIDE MOUTH GLASS, GREEN PTFE-LINED CAPS, 94X151MM. CLEAR PACKERS OFFER MAXIMUM VISIBILITY AND SAMPLE INTEGRITY. BOSTON ROUND BOTTLES ARE IDEAL FOR GENERAL LABORATORY USE FOR LIQUID STORAGE & SAMPLING. THE WIDE OPENING ON THESE BOTTLE | S MAKE THEM THE IDEAL GENERAL PURPOSE BOTTLE FOR SOLID SAMPLING. THESE ENVIRONMENTALLY SENSITIVE BOTTLES HELP ELIMINATE WASTE AND HELP TO INSURE PRODUCT INTEGRITY FOR LONG TERM STORAGE. APPLICATIONS INCLUDE PHARMACEUTICAL, CHEMICAL AND ENVIRONMENTAL. | ATTACHED 70-400 GREEN THERMOSET (PHENOLIC) ARE KNOWN FOR PROVIDING THE WIDEST RANGE OF CHEMICAL COMPATIBILITY AND FOR BEING THE MOST TEMPERATURE TOLERANT OF PLASTIC CLOSURES. THE COLOR GREEN EASILY IDENTIFIES THE PTFE LINER SYSTEM. FOAM BACKED PTFE |  | 70 | 59 | 38 | 90.8218 | CF | CA | 12 | CA |  | 20 | 566 2 | US | 1 |  | 0 | STND | 30 | AF | IN | IN | IN | LN | WD | HT | P |  |  | O | O | O | O
GS-07F-238AA | QP-GLC-01848 | QORPAK | GLASS MASON JARS 32 OZ WIDE MOU | QP-GLC-01848 | CLEAR WIDE MOUTH BOTTLES 32 OZ BLACK VINYL CAP | GLASS MASON JARS, 32 OZ (960 ML) WIDE MOUTH CLEAR, VINYL LINED CAPS, 94X151MM. CLEAR PACKERS OFFER MAXIMUM VISIBILITY AND SAMPLE INTEGRITY. BOSTON ROUND BOTTLES ARE IDEAL FOR GENERAL LABORATORY USE FOR LIQUID STORAGE F., INCLUDING MILD ACIDS, ALKAL | IS, SOLVENTS, ALCOHOLS, OILS AND AQUEOUS PRODUCTS; NOT RECOMMENDED FOR ACTIVE HYDROCARBONS OR BLEACHES. OLD PART# QP-7772, NEW PART# QP-GLC-01848. |  |  | 52 | 36 | 52 | 56.3333 | CF | CA | 12 | CA |  | 24 | 566 2 | US | 1 |  | 0 | STND | 30 | AF | IN | IN | IN | LN | WD | HT | P |  |  | O | O | O | O
GS-07F-238AA | QP-GLC-01858 | QORPAK | GLASS MASON JARS 64 OZ WIDE MOUTH CLEA | QP-GLC-01858 | CLEAR STANDARD WIDE MOUTH 64 OZ GREEN PTFE CAP | 64 OZ WIDE MOUTH GLASS, GREEN PTFE-LINED CAP, 124X214MM. CLEAR PACKERS OFFER MAXIMUM VISIBILITY AND SAMPLE INTEGRITY. BOSTON ROUND BOTTLES ARE IDEAL FOR GENERAL LABORATORY USE FOR LIQUID STORAGE & SAMPLING. THE WIDE OPENING ON THESE BOTTLES MAKE TH | EM THE IDEAL GENERAL PURPOSE BOTTLE FOR SOLID SAMPLING. THESE ENVIRONMENTALLY SENSITIVE BOTTLES HELP ELIMINATE WASTE AND HELP TO INSURE PRODUCT INTEGRITY FOR LONG TERM STORAGE. APPLICATIONS INCLUDE PHARMACEUTICAL, CHEMICAL AND ENVIRONMENTAL. ATTACHED | 83-400 GREEN THERMOSET (PHENOLIC) ARE KNOWN FOR PROVIDING THE WIDEST RANGE OF CHEMICAL COMPATIBILITY AND FOR BEING THE MOST TEMPERATURE TOLERANT OF PLASTIC CLOSURES. THE COLOR GREEN EASILY IDENTIFIES THE PTFE LINER SYSTEM. FOAM BACKED PTFE LINERS RE |  | 52 | 36 | 52 | 56.3333 | CF | CA | 6 | CA |  | 16 | 566 2 | US | 1 |  | 0 | STND | 30 | AF | IN | IN | IN | LN | WD | HT | P |  |  | O | O | O | O
GS-07F-238AA | QP-GLC-01872 | QORPAK | GLASS MASON JARS 64 OZ WIDE MO | QP-GLC-01872 | WIDE MOUTH GLASS BOTTLES 2 LITER VINYL CAP | GLASS MASON JARS, 64 OZ (1893 ML) WIDE MOUTH CLEAR, VINYL LINED CAPS, 124X214MM. CLEAR PACKERS OFFER MAXIMUM VISIBILITY AND SAMPLE INTEGRITY. BOSTON ROUND BOTTLES ARE IDEAL FOR GENERAL LABORATORY USE FOR LIQUID STORAGE F., INCLUDING MILD ACIDS, ALK | ALIS, SOLVENTS, ALCOHOLS, OILS AND AQUEOUS PRODUCTS; NOT RECOMMENDED FOR ACTIVE HYDROCARBONS OR BLEACHES. OLD PART# QP-7773, NEW PART# QP-GLC-01872. |  |  | 52 | 36 | 52 | 56.3333 | CF | CA | 6 | CA |  | 29 | 540 16 | US | 1 |  | 0 | STND | 30 | AF | IN | IN | IN | LN | WD | HT | P |  |  | O | O | O | O
GS-07F-238AA | QP-GLC-01882 | QORPAK | GLASS MASON JARS 128 OZ WIDE MOUTH CLE | QP-GLC-01882 | WIDE MOUTH GLASS BOTTLES 4 LITER PTFE CAP | 128 OZ WIDE MOUTH GLASS, GREEN PTFE-LINED CAPS, 157X256MM. CLEAR PACKERS OFFER MAXIMUM VISIBILITY AND SAMPLE INTEGRITY. BOSTON ROUND BOTTLES ARE IDEAL FOR GENERAL LABORATORY USE FOR LIQUID STORAGE & SAMPLING. THE WIDE OPENING ON THESE BOTTLES MAKE | THEM THE IDEAL GENERAL PURPOSE BOTTLE FOR SOLID SAMPLING. THESE ENVIRONMENTALLY SENSITIVE BOTTLES HELP ELIMINATE WASTE AND HELP TO INSURE PRODUCT INTEGRITY FOR LONG TERM STORAGE. APPLICATIONS INCLUDE PHARMACEUTICAL, CHEMICAL AND ENVIRONMENTAL. ATTACH | 89-400 GREEN THERMOSET (PHENOLIC) ARE KNOWN FOR PROVIDING THE WIDEST RANGE OF CHEMICAL COMPATIBILITY AND FOR BEING THE MOST TEMPERATURE TOLERANT OF PLASTIC CLOSURES. THE COLOR GREEN EASILY IDENTIFIES THE PTFE LINER SYSTEM. FOAM BACKED PTFE LINERS |  | 52 | 36 | 52 | 56.3333 | CF | CA | 4 | CA |  | 16 | 540 16 | US | 1 |  | 0 | STND | 30 | AF | IN | IN | IN | LN | WD | HT | P |  |  | O | O | O | O
GS-07F-238AA | QP-GLC-01894 | QORPAK | GLASS MASON JARS 128 OZ WIDE MOUTH CLEA | QP-GLC-01894 | WIDE MOUTH GLASS BOTTLES 4 LITER VINYL CAP | GLASS MASON JARS, 128 OZ WIDE MOUTH CLEAR, VINYL LINED CAPS, 157X256MM. CLEAR PACKERS OFFER MAXIMUM VISIBILITY AND SAMPLE INTEGRITY. BOSTON ROUND BOTTLES ARE IDEAL FOR GENERAL LABORATORY USE FOR LIQUID STORAGE F., INCLUDING MILD ACIDS, ALKALIS, SOL | VENTS, ALCOHOLS, OILS AND AQUEOUS PRODUCTS; NOT RECOMMENDED FOR ACTIVE HYDROCARBONS OR BLEACHES. OLD PART# QP-7774, NEW PART# QP-GLC-01894. |  |  | 52 | 36 | 52 | 56.3333 | CF | CA | 4 | CA |  | 24 | 540 16 | US | 1 |  | 0 | STND | 30 | AF | IN | IN | IN | LN | WD | HT | P |  |  | O | O | O | O
GS-07F-238AA | QP-GLC-01904 | QORPAK | AMBER BOSTON ROUND BOTTLES 2 OZ | QP-GLC-01904 | AMBER BOSTON ROUND 2 OZ GREEN PTFE CAP | 2 OZ (60 ML) AMBER BOSTON ROUND BOTTLES WITH GREEN THERMOSET F217 PTFE LINED CAPS, 39X94MM. AMBER BOSTON ROUND BOTTLES PROTECT CONTENTS FROM UV RAYS AND ARE IDEAL FOR LIGHT SENSITIVE PRODUCTS. THESE GENERAL USE BOTTLES ARE PERFECT FOR LIQUIDS. THEY | FEATURE A ROUND BODY, ROUNDED SHOULDERS AND NARROW SCREW NECK OPENING. THESE ENVIRONMENTALLY SENSITIVE BOTTLES HELP ELIMINATE WASTE AND HELP TO INSURE PRODUCT INTEGRITY FOR LONG TERM STORAGE. ATTACHED 20-400 GREEN THERMOSET (PHENOLIC) ARE KNOWN FOR P | PROVIDING THE WIDEST RANGE OF CHEMICAL COMPATIBILITY AND FOR BEING THE MOST TEMPERATURE TOLERANT OF PLASTIC CLOSURES. THE COLOR GREEN EASILY IDENTIFIES THE PTFE LINER SYSTEM. FOAM BACKED PTFE LINERS RESIST ATTACK FROM VIRTUALLY ALL CHEMICALS AT ROOM |  | 12 | 7 | 7 | 0.3403 | CF | CA | 24 | CA |  | 8 | 540 16 | US | 1 |  | 0 | STND | 30 | AF | IN | IN | IN | LN | WD | HT | P |  |  | O | O | O | O
GS-07F-238AA | QP-GLC-01918 | QORPAK | AMBER BOSTON ROUNDS 2 OZ VINYL | QP-GLC-01918 | AMBER BOSTON ROUND 2 OZ BLACK VINYL CAP | 2 OZ (60 ML) AMBER BOSTON ROUND BOTTLES, BLACK PHENOLIC PULP/VINYL LINED CAPS, 39X94MM. AMBER BOSTON ROUNDS PROTECT YOUR SAMPLE FROM UV RAYS AND ARE IDEAL FOR LIGHT SENSITIVE PRODUCTS. BOSTON ROUND BOTTLES ARE IDEAL FOR GENERAL LABORATORY USE FOR L | LIQUID STORAGE & SAMPLING. THEY FEATURE A ROUND BODY, ROUNDED SHOULDERS AND NARROW SCREW NECK OPENING. THESE ENVIRONMENTALLY SENSITIVE BOTTLES HELP ELIMINATE WASTE AND HELP TO INSURE PRODUCT INTEGRITY FOR LONG TERM STORAGE. | CAPS WITH PULP AND VINYL LINERS ARE PERFECT FOR GENERAL USE. THE LINER IS A VINYL COATING APPLIED TO HIGH DENSITY POLYETHYLENE COATED PAPER AND THEN IT IS LAMINATED TO PULPBOARD. THIS GENERAL PURPOSE LINER IS COMMONLY USED FOR FOOD, |  | 12 | 7 | 7 | 0.3403 | CF | CA | 24 | CA |  | 8 | 540 16 | US | 1 |  | 0 | STND | 30 | AF | IN | IN | IN | LN | WD | HT | P |  |  | O | O | O | O
GS-07F-238AA | QP-GLC-01926 | QORPAK | AMBER BOSTON ROUND BOTTLES 4 OZ (125ML | QP-GLC-01926 | AMBER BOSTON ROUND 4 OZ GREEN PTFE CAP | 4 OZ (125 ML) AMBER BOSTON ROUND BOTTLES, GREEN 22-400 THERMOSET F217 PTFE LINED CAPS, 48X112MM. AMBER BOSTON ROUND BOTTLES PROTECT CONTENTS FROM UV RAYS AND ARE IDEAL FOR LIGHT SENSITIVE PRODUCTS. THESE GENERAL USE BOTTLES ARE PERFECT FOR LIQUIDS. | THEY FEATURE A ROUND BODY, ROUNDED SHOULDERS AND NARROW SCREW NECK OPENING. THESE ENVIRONMENTALLY SENSITIVE BOTTLES HELP ELIMINATE WASTE AND HELP TO INSURE PRODUCT INTEGRITY FOR LONG TERM STORAGE. ATTACHED GREEN THERMOSET (PHENOLIC) ARE KNOWN FOR PRO | VIDING THE WIDEST RANGE OF CHEMICAL COMPATIBILITY AND FOR BEING THE MOST TEMPERATURE TOLERANT OF PLASTIC CLOSURES. THE COLOR GREEN EASILY IDENTIFIES THE PTFE LINER SYSTEM. FOAM BACKED PTFE LINERS RESIST ATTACK FROM VIRTUALLY ALL CHEMICALS AT ROOM TE |  | 4 | 5 | 7 | 0.081 | CF | CA | 24 | CA |  | 8 | 540 16 | US | 1 |  | 0 | STND | 30 | AF | IN | IN | IN | LN | WD | HT | P |  |  | O | O | O | O
GS-07F-238AA | QP-GLC-01939 | QORPAK | AMBER BOSTON ROUNDS 4 OZ VINY | QP-GLC-01939 | AMBER BOSTON ROUND 4 OZ BLACK VINYL CAP | 4 OZ (125 ML) AMBER BOSTON ROUND BOTTLES, BLACK 22-400 PHENOLIC PULP/VINYL LINED CAPS, 48X112MM. AMBER BOSTON ROUNDS PROTECT YOUR SAMPLE FROM UV RAYS AND ARE IDEAL FOR LIGHT SENSITIVE PRODUCTS. BOSTON ROUND BOTTLES ARE IDEAL FOR GENERAL LABORATORY | USE FOR LIQUID STORAGE & SAMPLING. THEY FEATURE A ROUND BODY, ROUNDED SHOULDERS AND NARROW SCREW NECK OPENING. THESE ENVIRONMENTALLY SENSITIVE BOTTLES HELP ELIMINATE WASTE AND HELP TO INSURE PRODUCT INTEGRITY FOR LONG TERM STORAGE. ATTACHED 22-400 BL | ACK PHENOLIC CAPS WITH PULP AND VINYL LINERS ARE PERFECT FOR GENERAL USE. THE LINER IS A VINYL COATING APPLIED TO HIGH DENSITY POLYETHYLENE COATED PAPER AND THEN IT IS LAMINATED TO PULPBOARD. THIS GENERAL PURPOSE LINER IS COMMONLY USED FOR F |  | 31 | 2 | 2 | 0.0718 | CF | CA | 24 | CA |  | 8 | 540 16 | US | 1 |  | 0 | STND | 30 | AF | IN | IN | IN | LN | WD | HT | P |  |  | O | O | O | O
GS-07F-238AA | QP-GLC-01947 | QORPAK | AMBER BOSTON ROUND BOTTLES 8 OZ (250ML | QP-GLC-01947 | AMBER BOSTON ROUND 8 OZ GREEN PTFE CAP | 8 OZ (250 ML) AMBER BOSTON ROUND BOTTLES, GREEN 24-400 THERMOSET F217 PTFE LINED CAPS, 60X138MM. AMBER BOSTON ROUND BOTTLES PROTECT CONTENTS FROM UV RAYS AND ARE IDEAL FOR LIGHT SENSITIVE PRODUCTS. THESE GENERAL USE BOTTLES ARE PERFECT FOR LIQUIDS. | THEY FEATURE A ROUND BODY, ROUNDED SHOULDERS AND NARROW SCREW NECK OPENING. THESE ENVIRONMENTALLY SENSITIVE BOTTLES HELP ELIMINATE WASTE AND HELP TO INSURE PRODUCT INTEGRITY FOR LONG TERM STORAGE. ATTACHED 24-400 GREEN THERMOSET (PHENOLIC) ARE KNOWN | FOR PROVIDING THE WIDEST RANGE OF CHEMICAL COMPATIBILITY AND FOR BEING THE MOST TEMPERATURE TOLERANT OF PLASTIC CLOSURES. THE COLOR GREEN EASILY IDENTIFIES THE PTFE LINER SYSTEM. FOAM BACKED PTFE LINERS RESIST ATTACK FROM VIRTUALLY ALL CHEMICALS AT |  | 49 | 45 | 22 | 28.0729 | CF | CA | 24 | CA |  | 8 | 566 2 | US | 1 |  | 0 | STND | 30 | AF | IN | IN | IN | LN | WD | HT | P |  |  | O | O | O | O
GS-07F-238AA | QP-GLC-01967 | QORPAK | AMBER BOSTON ROUNDS 8 OZ VINY | QP-GLC-01967 | AMBER BOSTON ROUND 8 OZ BLACK VINYL CAP | 8 OZ (250 ML) AMBER BOSTON ROUND BOTTLES, BLACK 24-400 PHENOLIC PULP/VINYL LINED CAPS, 60X138MM. AMBER BOSTON ROUNDS PROTECT YOUR SAMPLE FROM UV RAYS AND ARE IDEAL FOR LIGHT SENSITIVE PRODUCTS. BOSTON ROUND BOTTLES ARE IDEAL FOR GENERAL LABORATORY | USE FOR LIQUID STORAGE & SAMPLING. THEY FEATURE A ROUND BODY, ROUNDED SHOULDERS AND NARROW SCREW NECK OPENING. THESE ENVIRONMENTALLY SENSITIVE BOTTLES HELP ELIMINATE WASTE AND HELP TO INSURE PRODUCT INTEGRITY FOR LONG TERM STORAGE. ATTACHED 24-400 BL | ACK PHENOLIC CAPS WITH PULP AND VINYL LINERS ARE PERFECT FOR GENERAL USE. THE LINER IS A VINYL COATING APPLIED TO HIGH DENSITY POLYETHYLENE COATED PAPER AND THEN IT IS LAMINATED TO PULPBOARD. THIS GENERAL PURPOSE LINER IS COMMONLY USED FOR F |  | 70 | 45 | 22 | 40.1042 | CF | CA | 24 | CA |  | 8 | 566 2 | US | 1 |  | 0 | STND | 30 | AF | IN | IN | IN | LN | WD | HT | P |  |  | O | O | O | O
GS-07F-238AA | QP-GLC-01977 | QORPAK | AMBER BOSTON ROUND BOTTLES 16 OZ (500 M | QP-GLC-01977 | AMBER BOSTON ROUND 16 OZ GREEN PTFE CAP | 16 OZ (500 ML) AMBER BOSTON ROUND BOTTLES, GREEN 28-400 THERMOSET F217 PTFE LINED CAPS, 75X168MM. AMBER BOSTON ROUND BOTTLES PROTECT CONTENTS FROM UV RAYS AND ARE IDEAL FOR LIGHT SENSITIVE PRODUCTS. THESE GENERAL USE BOTTLES ARE PERFECT FOR LIQUIDS | . THEY FEATURE A ROUND BODY, ROUNDED SHOULDERS AND NARROW SCREW NECK OPENING. THESE ENVIRONMENTALLY SENSITIVE BOTTLES HELP ELIMINATE WASTE AND HELP TO INSURE PRODUCT INTEGRITY FOR LONG TERM STORAGE. ATTACHED 28-400 GREEN THERMOSET (PHENOLIC) ARE KNOW | N FOR PROVIDING THE WIDEST RANGE OF CHEMICAL COMPATIBILITY AND FOR BEING THE MOST TEMPERATURE TOLERANT OF PLASTIC CLOSURES. THE COLOR GREEN EASILY IDENTIFIES THE PTFE LINER SYSTEM. FOAM BACKED PTFE LINERS RESIST ATTACK FROM VIRTUALLY ALL CHEMICALS A |  | 70 | 46 | 22 | 40.9954 | CF | CA | 12 | CA |  | 8 | 566 2 | US | 1 |  | 0 | STND | 30 | AF | IN | IN | IN | LN | WD | HT | P |  |  | O | O | O | O
GS-07F-238AA | QP-GLC-01992 | QORPAK | AMBER BOSTON ROUNDS 16 OZ VIN | QP-GLC-01992 | AMBER BOSTON ROUND 16 OZ BLACK VINYL CAP | 16 OZ (500 ML) AMBER BOSTON ROUND BOTTLES, BLACK 28-400 PHENOLIC PULP/VINYL LINED CAPS, 75X168MM. AMBER BOSTON ROUNDS PROTECT YOUR SAMPLE FROM UV RAYS AND ARE IDEAL FOR LIGHT SENSITIVE PRODUCTS. BOSTON ROUND BOTTLES ARE IDEAL FOR GENERAL LABORATORY | USE FOR LIQUID STORAGE & SAMPLING. THEY FEATURE A ROUND BODY, ROUNDED SHOULDERS AND NARROW SCREW NECK OPENING. THESE ENVIRONMENTALLY SENSITIVE BOTTLES HELP ELIMINATE WASTE AND HELP TO INSURE PRODUCT INTEGRITY FOR LONG TERM STORAGE. ATTACHED 28-400 | PHENOLIC CAPS WITH PULP AND VINYL LINERS ARE PERFECT FOR GENERAL USE. THE LINER IS A VINYL COATING APPLIED TO HIGH DENSITY POLYETHYLENE COATED PAPER AND THEN IT IS LAMINATED TO PULPBOARD. THIS GENERAL PURPOSE LINER IS COMMONLY USED FOR F |  | 70 | 46 | 22 | 40.9954 | CF | CA | 12 | CA |  | 12 | 566 2 | US | 1 |  | 0 | STND | 30 | AF | IN | IN | IN | LN | WD | HT | P |  |  | O | O | O | O
GS-07F-238AA | QP-GLC-02004 | QORPAK | AMBER BOSTON ROUND BOTTLES 32 OZ (950 M | QP-GLC-02004 | AMBER BOSTON ROUND 32 OZ GREEN PTFE CAP | 32 OZ (950 ML) AMBER BOSTON ROUND BOTTLES, GREEN 33-400 THERMOSET F217 PTFE LINED CAPS, 94X210MM. AMBER BOSTON ROUND BOTTLES PROTECT CONTENTS FROM UV RAYS AND ARE IDEAL FOR LIGHT SENSITIVE PRODUCTS. THESE GENERAL USE BOTTLES ARE PERFECT FOR LIQUIDS | . THEY FEATURE A ROUND BODY, ROUNDED SHOULDERS AND NARROW SCREW NECK OPENING. THESE ENVIRONMENTALLY SENSITIVE BOTTLES HELP ELIMINATE WASTE AND HELP TO INSURE PRODUCT INTEGRITY FOR LONG TERM STORAGE. ATTACHED 33-400 GREEN THERMOSET (PHENOLIC) ARE KNOW | N FOR PROVIDING THE WIDEST RANGE OF CHEMICAL COMPATIBILITY AND FOR BEING THE MOST TEMPERATURE TOLERANT OF PLASTIC CLOSURES. THE COLOR GREEN EASILY IDENTIFIES THE PTFE LINER SYSTEM. FOAM BACKED PTFE LINERS RESIST ATTACK FROM VIRTUALLY ALL CHEMICALS A |  | 70 | 46 | 22 | 40.9954 | CF | CA | 12 | CA |  | 8 | 566 2 | US | 1 |  | 0 | STND | 30 | AF | IN | IN | IN | LN | WD | HT | P |  |  | O | O | O | O
GS-07F-238AA | QP-GLC-02018 | QORPAK | AMBER BOSTON ROUNDS 32 OZ VIN | QP-GLC-02018 | AMBER BOSTON ROUND 32 OZ BLACK VINYL CAP | 32 OZ (950 ML) AMBER BOSTON ROUND BOTTLES, BLACK 33-400 PHENOLIC PULP/VINYL LINED CAPS, 94X210MM. AMBER BOSTON ROUNDS PROTECT YOUR SAMPLE FROM UV RAYS AND ARE IDEAL FOR LIGHT SENSITIVE PRODUCTS. BOSTON ROUND BOTTLES ARE IDEAL FOR GENERAL LABORATORY | USE FOR LIQUID STORAGE & SAMPLING. THEY FEATURE A ROUND BODY, ROUNDED SHOULDERS AND NARROW SCREW NECK OPENING. THESE ENVIRONMENTALLY SENSITIVE BOTTLES HELP ELIMINATE WASTE AND HELP TO INSURE PRODUCT INTEGRITY FOR LONG TERM STORAGE. ATTACHED 33-400 | PHENOLIC CAPS WITH PULP AND VINYL LINERS ARE PERFECT FOR GENERAL USE. THE LINER IS A VINYL COATING APPLIED TO HIGH DENSITY POLYETHYLENE COATED PAPER AND THEN IT IS LAMINATED TO PULPBOARD. THIS GENERAL PURPOSE LINER IS COMMONLY USED FOR F |  | 70 | 40 | 22 | 35.6481 | CF | CA | 12 | CA |  | 8 | 566 2 | US | 1 |  | 0 | STND | 30 | AF | IN | IN | IN | LN | WD | HT | P |  |  | O | O | O | O
GS-07F-238AA | QP-GLC-02043 | QORPAK | AMBER GLASS JUG 128OZ GREEN | QP-GLC-02043 | AMBER GLASS JUG 4 LITER GREEN PTFE CAP | AMBER GLASS JUG APPROXIMATELY 1 GALLON (3840ML), GREEN 38-400 PTFE LINED CAPS, 165X297MM. AMBER JUGS PROTECT YOUR SAMPLE FROM UV RAYS AND ARE IDEAL FOR LIGHT SENSITIVE PRODUCTS. THEY FEATURE A ROUND BODY, ROUNDED SHOULDERS AND MOLDED SHOULDER LOOP | FOR EASY HANDLING. THESE ENVIRONMENTALLY SENSITIVE BOTTLES HELP ELIMINATE WASTE AND HELP TO INSURE PRODUCT INTEGRITY FOR LONG TERM STORAGE. ATTACHED 38-400 GREEN BLACK PHENOLIC CAPS WITH PTFE LINERS PROVIDE A WIDE RANGE OF CHEMICAL COMPATIBILITY AND | TEMPERATURE TOLERANCE. THE FOAM BACKED PTFE RESISTS ATTACK FROM VIRTUALLY ALL CHEMICALS AT ROOM TEMPERATURE AND PROVIDES RESILIENCE FOR A TIGHT SEAL. PHENOLIC CLOSURES CANNOT BE REMELTED AFTER THEY ARE FORMED. COMMON PHENOLIC CAP RESINS INCLUDE UREA |  | 6 | 6 | 6 | 0.125 | CF | CA | 4 | CA |  | 39 | 566 2 | US | 1 |  | 0 | STND | 30 | AF | IN | IN | IN | LN | WD | HT | P |  |  | O | O | O | O
GS-07F-238AA | QP-GLC-02081 | QORPAK | AMBER GLASS JARS 1 OZ AMBER GR | QP-GLC-02081 | AMBER WIDE MOUTH PACKER 30ML GREEN PTFE CAP | AMBER WIDE MOUTH PACKER, 30ML, GREEN PTFE LINED CAPS, 36X65MM. AMBER PACKER BOTTLES PROTECT YOUR SAMPLE FROM UV RAYS AND ARE IDEAL FOR LIGHT SENSITIVE PRODUCTS. PACKER BOTTLES ARE IDEAL FOR GENERAL LABORATORY USE FOR LIQUID STORAGE & SAMPLING. THEY | FEATURE A ROUND BODY, ROUNDED SHOULDERS AND WIDE MOUTH OPENING. THESE ENVIRONMENTALLY SENSITIVE BOTTLES HELP ELIMINATE WASTE AND HELP TO INSURE PRODUCT INTEGRITY FOR LONG TERM STORAGE. ATTACHED 28-400 GREEN THERMOSET CAPS WITH F217 PTFE LINERS PROVID | E A WIDE RANGE OF CHEMICAL COMPATIBILITY AND TEMPERATURE TOLERANCE. THE FOAM BACKED PTFE RESISTS ATTACK FROM VIRTUALLY ALL CHEMICALS AT ROOM TEMPERATURE AND PROVIDES RESILIENCE FOR A TIGHT SEAL. THERMOSET CLOSURES CANNOT BE REMELTED AFTER THEY ARE F |  | 32 | 40 | 60 | 44.4444 | CF | CA | 24 | CA |  | 10.6 | 566 2 | US | 1 |  | 0 | STND | 30 | AF | IN | IN | IN | LN | WD | HT | P |  |  | O | O | O | O
GS-07F-238AA | QP-GLC-02089 | QORPAK | GLASS JARS 1 OZ AMBER PACKER P | QP-GLC-02089 | AMBER WIDE MOUTH PACKER 30ML BLACK VINYL CAP | AMBER WIDE MOUTH PACKER, 30ML, BLACK VINYL LINED CAPS, 36X65MM. AMBER PACKER BOTTLES PROTECT YOUR SAMPLE FROM UV RAYS AND ARE IDEAL FOR LIGHT SENSITIVE PRODUCTS. PACKER BOTTLES ARE IDEAL FOR GENERAL LABORATORY USE FOR LIQUID STORAGE & SAMPLING. THE | Y FEATURE A ROUND BODY, ROUNDED SHOULDERS AND WIDE MOUTH OPENING. THESE ENVIRONMENTALLY SENSITIVE BOTTLES HELP ELIMINATE WASTE AND HELP TO INSURE PRODUCT INTEGRITY FOR LONG TERM STORAGE. ATTACHED 28-400 BLACK PHENOLIC CAPS WITH PULP AND VINYL LINERS | ARE PERFECT FOR GENERAL USE. THE LINER IS A VINYL COATING APPLIED TO HIGH DENSITY POLYETHYLENE COATED PAPER AND THEN IT IS LAMINATED TO PULPBOARD. THIS GENERAL PURPOSE LINER IS COMMONLY USED FOR FOOD, BEVERAGE, MEDICAL AND CHEMICAL APPLICATI |  | 32 | 40 | 60 | 44.4444 | CF | CA | 24 | CA |  | 15 | 566 2 | US | 1 |  | 0 | STND | 30 | AF | IN | IN | IN | LN | WD | HT | P |  |  | O | O | O | O
GS-07F-238AA | QP-GLC-02096 | QORPAK | AMBER GLASS JARS 2 OZ AMBER GR | QP-GLC-02096 | AMBER WIDE MOUTH PACKER 60ML GREEN PTFE CAP | AMBER WIDE MOUTH PACKER, 60ML, GREEN PTFE LINED CAPS, 44X75MM. AMBER PACKERS PROTECT YOUR SAMPLE FROM UV RAYS AND ARE IDEAL FOR LIGHT SENSITIVE PRODUCTS. PACKER BOTTLES ARE IDEAL FOR GENERAL LABORATORY USE FOR LIQUID STORAGE & SAMPLING. THEY FEATUR | E A ROUND BODY, ROUNDED SHOULDERS AND WIDE MOUTH OPENING. THESE ENVIRONMENTALLY SENSITIVE BOTTLES HELP ELIMINATE WASTE AND HELP TO INSURE PRODUCT INTEGRITY FOR LONG TERM STORAGE. ATTACHED 33-400 GREEN THERMOSET CAPS WITH F217 PTFE LINERS PROVIDE A WI | DE RANGE OF CHEMICAL COMPATIBILITY AND TEMPERATURE TOLERANCE. THE FOAM BACKED PTFE RESISTS ATTACK FROM VIRTUALLY ALL CHEMICALS AT ROOM TEMPERATURE AND PROVIDES RESILIENCE FOR A TIGHT SEAL. THERMOSET CLOSURES CANNOT BE REMELTED AFTER THEY ARE FORMED. |  | 32 | 40 | 60 | 44.4444 | CF | CA | 24 | CA |  | 10 | 566 2 | US | 1 |  | 0 | STND | 30 | AF | IN | IN | IN | LN | WD | HT | P |  |  | O | O | O | O
GS-07F-238AA | QP-GLC-02106 | QORPAK | GLASS JARS 2 OZ AMBER PACKER P | QP-GLC-02106 | AMBER WIDE MOUTH PACKER 60ML BLACK VINYL CAP | AMBER WIDE MOUTH PACKER, 60ML, BLACK VINYL LINED CAPS, 44X75MM. AMBER PACKERS PROTECT YOUR SAMPLE FROM UV RAYS AND ARE IDEAL FOR LIGHT SENSITIVE PRODUCTS. PACKER BOTTLES ARE IDEAL FOR GENERAL LABORATORY USE FOR LIQUID STORAGE & SAMPLING. THEY FEATU | RE A ROUND BODY, ROUNDED SHOULDERS AND WIDE MOUTH OPENING. THESE ENVIRONMENTALLY SENSITIVE BOTTLES HELP ELIMINATE WASTE AND HELP TO INSURE PRODUCT INTEGRITY FOR LONG TERM STORAGE. ATTACHED 33-400 BLACK PHENOLIC CAPS WITH PULP AND VINYL LINERS ARE PER | FECT FOR GENERAL USE. THE LINER IS A VINYL COATING APPLIED TO HIGH DENSITY POLYETHYLENE COATED PAPER AND THEN IT IS LAMINATED TO PULPBOARD. THIS GENERAL PURPOSE LINER IS COMMONLY USED FOR FOOD, BEVERAGE, MEDICAL AND CHEMICAL APPLICATIONS PAC |  | 32 | 40 | 60 | 44.4444 | CF | CA | 24 | CA |  | 15 | 566 2 | US | 1 |  | 0 | STND | 30 | AF | IN | IN | IN | LN | WD | HT | P |  |  | O | O | O | O
GS-07F-238AA | QP-GLC-02125 | QORPAK | GLASS JARS 8 OZ AMBER PACKER | QP-GLC-02125 | AMBER WIDE MOUTH PACKER 250ML BLACK VINYL CAP | AMBER WIDE MOUTH PACKER, 250ML, BLACK VINYL LINED CAPS. AMBER PACKERS PROTECT YOUR SAMPLE FROM UV RAYS AND ARE IDEAL FOR LIGHT SENSITIVE PRODUCTS. PACKER BOTTLES ARE IDEAL FOR GENERAL LABORATORY USE FOR LIQUID STORAGE & SAMPLING. THEY FEATURE A ROUND | BODY, ROUNDED SHOULDERS AND WIDE MOUTH OPENING. THESE ENVIRONMENTALLY SENSITIVE BOTTLES HELP ELIMINATE WASTE AND HELP TO INSURE PRODUCT INTEGRITY FOR LONG TERM STORAGE. ATTACHED 45-400 BLACK PHENOLIC CAPS WITH PULP AND VINYL LINERS ARE PERFECT FOR GE | NERAL USE. THE LINER IS A VINYL COATING APPLIED TO HIGH DENSITY POLYETHYLENE COATED PAPER AND THEN IT IS LAMINATED TO PULPBOARD. THIS GENERAL PURPOSE LINER IS COMMONLY USED FOR FOOD, BEVERAGE, MEDICAL AND CHEMICAL APPLICATIONS PACKED AT LESS |  | 32 | 40 | 60 | 44.4444 | CF | CA | 24 | CA |  | 15 | 566 2 | US | 1 |  | 0 | STND | 30 | AF | IN | IN | IN | LN | WD | HT | P |  |  | O | O | O | O
GS-07F-238AA | QP-GLC-02135 | QORPAK | AMBER GLASS JARS 16 OZ AMBER | QP-GLC-02135 | AMBER WIDE MOUTH PACKER 500ML PTFE CAP | AMBER WIDE MOUTH PACKER, 500ML, 53-400 GREEN PTFE LINED CAPS, 81X146MM. AMBER PACKERS PROTECT YOUR SAMPLE FROM UV RAYS AND ARE IDEAL FOR LIGHT SENSITIVE PRODUCTS. PACKER BOTTLES ARE IDEAL FOR GENERAL LABORATORY USE FOR LIQUID STORAGE & SAMPLING. TH | EY FEATURE A ROUND BODY, ROUNDED SHOULDERS AND WIDE MOUTH OPENING. THESE ENVIRONMENTALLY SENSITIVE BOTTLES HELP ELIMINATE WASTE AND HELP TO INSURE PRODUCT INTEGRITY FOR LONG TERM STORAGE. ATTACHED GREEN THERMOSET CAPS WITH F217 PTFE LINERS PROVIDE A | WIDE RANGE OF CHEMICAL COMPATIBILITY AND TEMPERATURE TOLERANCE. THE FOAM BACKED PTFE RESISTS ATTACK FROM VIRTUALLY ALL CHEMICALS AT ROOM TEMPERATURE AND PROVIDES RESILIENCE FOR A TIGHT SEAL. THERMOSET CLOSURES CANNOT BE REMELTED AFTER THEY ARE FORME |  | 32 | 40 | 60 | 44.4444 | CF | CA | 12 | CA |  | 15 | 566 2 | US | 1 |  | 0 | STND | 30 | AF | IN | IN | IN | LN | WD | HT | P |  |  | O | O | O | O
GS-07F-238AA | QP-GLC-02148 | QORPAK | GLASS JARS 16 OZ AMBER PACKER | QP-GLC-02148 | AMBER WIDE MOUTH PACKER 500ML BLACK VINYL CAP | AMBER WIDE MOUTH PACKER, 500ML, 53-400 BLACK VINYL LINED CAPS, 81X146MM. AMBER PACKERS PROTECT YOUR SAMPLE FROM UV RAYS AND ARE IDEAL FOR LIGHT SENSITIVE PRODUCTS. PACKER BOTTLES ARE IDEAL FOR GENERAL LABORATORY USE FOR LIQUID STORAGE & SAMPLING. T | HEY FEATURE A ROUND BODY, ROUNDED SHOULDERS AND WIDE MOUTH OPENING. THESE ENVIRONMENTALLY SENSITIVE BOTTLES HELP ELIMINATE WASTE AND HELP TO INSURE PRODUCT INTEGRITY FOR LONG TERM STORAGE. ATTACHED 53-400 BLACK PHENOLIC CAPS WITH PULP AND VINYL LINER | S ARE PERFECT FOR GENERAL USE. THE LINER IS A VINYL COATING APPLIED TO HIGH DENSITY POLYETHYLENE COATED PAPER AND THEN IT IS LAMINATED TO PULPBOARD. THIS GENERAL PURPOSE LINER IS COMMONLY USED FOR FOOD, BEVERAGE, MEDICAL AND CHEMICAL APPLICA |  | 32 | 40 | 60 | 44.4444 | CF | CA | 12 | CA |  | 16 | 566 2 | US | 1 |  | 0 | STND | 30 | AF | IN | IN | IN | LN | WD | HT | P |  |  | O | O | O | O
GS-07F-238AA | QP-GLC-02161 | QORPAK | AMBER GLASS JARS 32 OZ GREEN T | QP-GLC-02161 | AMBER WIDE MOUTH PACKER 32 OZ PTFE CAP | 32OZ (950ML) AMBER WIDE MOUTH PACKER WITH 53-400 GREEN THERMOSET F217 & PTFE LINED CAP ATTACHED, 99X178MM. AMBER PACKERS PROTECT YOUR SAMPLE FROM UV RAYS AND ARE IDEAL FOR LIGHT SENSITIVE PRODUCTS. PACKER BOTTLES ARE IDEAL FOR GENERAL LABORATORY US | FOR LIQUID STORAGE & SAMPLING. THEY FEATURE A ROUND BODY, ROUNDED SHOULDERS AND WIDE MOUTH OPENING. THESE ENVIRONMENTALLY SENSITIVE BOTTLES HELP ELIMINATE WASTE AND HELP TO INSURE PRODUCT INTEGRITY FOR LONG TERM STORAGE. ATTACHED 53-400 CAPS | THERMOSET CAPS WITH F217 PTFE LINERS PROVIDE A WIDE RANGE OF CHEMICAL COMPATIBILITY AND TEMPERATURE TOLERANCE. THE FOAM BACKED PTFE RESISTS ATTACK FROM VIRTUALLY ALL CHEMICALS AT ROOM TEMPERATURE AND PROVIDES RESILIENCE FOR A TIGHT SEAL. |  | 32 | 40 | 60 | 44.4444 | CF | CA | 12 | CA |  | 16 | 566 2 | US | 1 |  | 0 | STND | 30 | AF | IN | IN | IN | LN | WD | HT | P |  |  | O | O | O | O
GS-07F-238AA | QP-GLC-02175 | QORPAK | GLASS JARS 32 OZ AMBER PACKER | QP-GLC-02175 | AMBER WIDE MOUTH PACKER 32 OZ VINYL CAP | AMBER WIDE MOUTH PACKER, 950ML, BLACK VINYL LINED CAPS, 99X178MM. AMBER PACKERS PROTECT YOUR SAMPLE FROM UV RAYS AND ARE IDEAL FOR LIGHT SENSITIVE PRODUCTS. PACKER BOTTLES ARE IDEAL FOR GENERAL LABORATORY USE FOR LIQUID STORAGE & SAMPLING. THEY FEA | TURE A ROUND BODY, ROUNDED SHOULDERS AND WIDE MOUTH OPENING. THESE ENVIRONMENTALLY SENSITIVE BOTTLES HELP ELIMINATE WASTE AND HELP TO INSURE PRODUCT INTEGRITY FOR LONG TERM STORAGE. ATTACHED 53-400 BLACK PHENOLIC CAPS WITH PULP AND VINYL LINERS ARE P | ERFECT FOR GENERAL USE. THE LINER IS A VINYL COATING APPLIED TO HIGH DENSITY POLYETHYLENE COATED PAPER AND THEN IT IS LAMINATED TO PULPBOARD. THIS GENERAL PURPOSE LINER IS COMMONLY USED FOR FOOD, BEVERAGE, MEDICAL AND CHEMICAL APPLICATIONS P |  | 32 | 40 | 60 | 44.4444 | CF | CA | 12 | CA |  | 24 | 566 2 | US | 1 |  | 0 | STND | 30 | AF | IN | IN | IN | LN | WD | HT | P |  |  | O | O | O | O
GS-07F-238AA | QP-GLC-02190 | QORPAK | AMBER GLASS JARS 4 OZ AMBER G | QP-GLC-02190 | AMBER WIDE MOUTH PACKER 120ML PTFE CAP | 4OZ (120ML) AMBER WIDE MOUTH PACKER WITH 38-400 GREEN THERMOSET F217 & PTFE LINED CAP ATTACHED, 54X95MM. AMBER PACKERS PROTECT YOUR SAMPLE FROM UV RAYS AND ARE IDEAL FOR LIGHT SENSITIVE PRODUCTS. PACKER BOTTLES ARE IDEAL FOR GENERAL LABORATORY USE | FOR LIQUID STORAGE & SAMPLING. THEY FEATURE A ROUND BODY, ROUNDED SHOULDERS AND WIDE MOUTH OPENING. THESE ENVIRONMENTALLY SENSITIVE BOTTLES HELP ELIMINATE WASTE AND HELP TO INSURE PRODUCT INTEGRITY FOR LONG TERM STORAGE. ATTACHED 38-400 GREEN THERMOS | ET CAPS WITH F217 PTFE LINERS PROVIDE A WIDE RANGE OF CHEMICAL COMPATIBILITY AND TEMPERATURE TOLERANCE. THE FOAM BACKED PTFE RESISTS ATTACK FROM VIRTUALLY ALL CHEMICALS AT ROOM TEMPERATURE AND PROVIDES RESILIENCE FOR A TIGHT SEAL. THERMOSET CLOSURES |  | 32 | 40 | 60 | 44.4444 | CF | CA | 24 | CA |  | 13.8 | 566 2 | US | 1 |  | 0 | STND | 30 | AF | IN | IN | IN | LN | WD | HT | P |  |  | O | O | O | O
GS-07F-238AA | QP-GLC-02203 | QORPAK | GLASS JARS 4 OZ AMBER PACKER | QP-GLC-02203 | AMBER WIDE MOUTH PACKER 120ML BLACK VINYL CAP | 4OZ (120ML) AMBER WIDE MOUTH PACKER WITH 38-400 BLACK PHENOLIC PULP/VINYL LINED CAP ATTACHED, 54X95MM. AMBER PACKERS PROTECT YOUR SAMPLE FROM UV RAYS AND ARE IDEAL FOR LIGHT SENSITIVE PRODUCTS. PACKER BOTTLES ARE IDEAL FOR GENERAL LABORATORY USE FO | R LIQUID STORAGE & SAMPLING. THEY FEATURE A ROUND BODY, ROUNDED SHOULDERS AND WIDE MOUTH OPENING. THESE ENVIRONMENTALLY SENSITIVE BOTTLES HELP ELIMINATE WASTE AND HELP TO INSURE PRODUCT INTEGRITY FOR LONG TERM STORAGE. ATTACHED 38-400 BLACK PHENOLIC | CAPS WITH PULP AND VINYL LINERS ARE PERFECT FOR GENERAL USE. THE LINER IS A VINYL COATING APPLIED TO HIGH DENSITY POLYETHYLENE COATED PAPER AND THEN IT IS LAMINATED TO PULPBOARD. THIS GENERAL PURPOSE LINER IS COMMONLY USED FOR FOOD, BEVERAGE |  | 32 | 40 | 60 | 44.4444 | CF | CA | 24 | CA |  | 11.3 | 566 2 | US | 1 |  | 0 | STND | 30 | AF | IN | IN | IN | LN | WD | HT | P |  |  | O | O | O | O
GS-07F-238AA | QP-GLC-02206 | QORPAK | COATED GLASS BOTTLES 8 OZ BOSTO | QP-GLC-02206 | SAFETY COATED BOSTON ROUND BOTTLES 8 OZ PTFE CAP | SAFETY COATED CLEAR BOSTON ROUNDS OFFER MAXIMUM VISIBILITY AND SAMPLE INTEGRITY. IF THE GLASS BREAKS, THE PLASTISOL COATING CONTAINS THE SUBSTANCE IN THE BOTTLE LONG ENOUGH TO ALLOW FOR PROPER DISPOSAL. THESE BOTTLES ARE SLIP AND IMPACT RESISTANT, MA | KING THEM THE PERFECT BOTTLE FOR HANDLING VOLATILE SUBSTANCES. 60X137MM. ATTACHED 24-400 GREEN THERMOSET (PHENOLIC) ARE KNOWN FOR PROVIDING THE WIDEST RANGE OF CHEMICAL COMPATIBILITY AND FOR BEING THE MOST TEMPERATURE TOLERANT OF PLASTIC CLOSURES. | THE COLOR GREEN EASILY IDENTIFIES THE PTFE LINER SYSTEM. FOAM BACKED PTFE LINERS RESIST ATTACK FROM VIRTUALLY ALL CHEMICALS AT ROOM TEMPERATURE AND PROVIDES RESILIENCE FOR A TIGHT SEAL WITH A LOW MOISTURE TRANSMISSION RATE. F217 HAS A LOW DENSITY FO |  | 32 | 40 | 60 | 44.4444 | CF | CA | 24 | CA |  | 15 | 566 2 | US | 1 |  | 0 | STND | 30 | AF | IN | IN | IN | LN | WD | HT | P |  |  | O | O | O | O
GS-07F-238AA | QP-GLC-02216 | QORPAK | COATED GLASS BOTTLES 16 OZ BOST | QP-GLC-02216 | SAFETY COATED BOSTON ROUND 16 OZ PTFE CAP | 16OZ SAFETY COATED CLEAR BOSTON ROUND 16OZ (480ML) SAFETY COATED CLEAR BOSTON ROUND WITH 28-400 GREEN THERMOSET F217 & PTFE LINED CAP ATTACHED, 75X168MM. SAFETY COATED CLEAR BOSTON ROUNDS OFFER MAXIMUM VISIBILITY AND SAMPLE INTEGRITY. IF THE GLASS | BREAKS, THE PLASTISOL COATING CONTAINS THE SUBSTANCE IN THE BOTTLE LONG ENOUGH TO ALLOW FOR PROPER DISPOSAL. THESE BOTTLES ARE SLIP AND IMPACT RESISTANT, MAKING THEM THE PERFECT BOTTLE FOR HANDLING VOLATILE SUBSTANCES. 75X168MM. ATTACHED 28-400 | EN THERMOSET (PHENOLIC) ARE KNOWN FOR PROVIDING THE WIDEST RANGE OF CHEMICAL COMPATIBILITY AND FOR BEING THE MOST TEMPERATURE TOLERANT OF PLASTIC CLOSURES. THE COLOR GREEN EASILY IDENTIFIES THE PTFE LINER SYSTEM. FOAM BACKED PTFE LINERS RESIST |  | 32 | 40 | 60 | 44.4444 | CF | CA | 12 | CA |  | 15 | 566 2 | US | 1 |  | 0 | STND | 30 | AF | IN | IN | IN | LN | WD | HT | P |  |  | O | O | O | O
GS-07F-238AA | QP-GLC-02224 | QORPAK | COATED GLASS BOTTLES 32 OZ BOS | QP-GLC-02224 | SAFETY COATED BOSTON ROUND 32 OZ GREEN PTFE CAP | SAFETY COATED CLEAR BOSTON ROUNDS OFFER MAXIMUM VISIBILITY AND SAMPLE INTEGRITY. IF THE GLASS BREAKS, THE PLASTISOL COATING CONTAINS THE SUBSTANCE IN THE BOTTLE LONG ENOUGH TO ALLOW FOR PROPER DISPOSAL. THESE BOTTLES ARE SLIP AND IMPACT RESISTANT, MA | KING THEM THE PERFECT BOTTLE FOR HANDLING VOLATILE SUBSTANCES. 94X210MM. ATTACHED 33-400 GREEN THERMOSET (PHENOLIC) ARE KNOWN FOR PROVIDING THE WIDEST RANGE OF CHEMICAL COMPATIBILITY AND FOR BEING THE MOST TEMPERATURE TOLERANT OF PLASTIC CLOSURES. | THE COLOR GREEN EASILY IDENTIFIES THE PTFE LINER SYSTEM. FOAM BACKED PTFE LINERS RESIST ATTACK FROM VIRTUALLY ALL CHEMICALS AT ROOM TEMPERATURE AND PROVIDES RESILIENCE FOR A TIGHT SEAL WITH A LOW MOISTURE TRANSMISSION RATE. F217 HAS A LOW DENSITY FO |  | 32 | 40 | 60 | 44.4444 | CF | CA | 12 | CA |  | 11.3 | 566 2 | US | 1 |  | 0 | STND | 30 | AF | IN | IN | IN | LN | WD | HT | P |  |  | O | O | O | O
GS-07F-238AA | QP-GLC-02239 | QORPAK | COATED GLASS ROUND BOTTLES 18 OZ VINYL | QP-GLC-02239 | SAFETY COATED GRADUATED JAR 16 OZ BLACK VINYL CAP | 18OZ SAFETY COATED CLEAR MEDIUM ROUND WITH 70-400 BLACK PHENOLIC PULP/VINYL LINED CAP ATTACHED, 76X145MM. REDUCE BREAKAGE AND LAB MISHAPS WITH THESE SAFETY COATED CLEAR MEDIUM ROUND BOTTLES. IF THE GLASS BREAKS, THE PLASTISOL COATING CONTAINS THE S | SUBSTANCE IN THE BOTTLE LONG ENOUGH TO ALLOW FOR PROPER DISPOSAL. ATTACHED 70-400 BLACK PHENOLIC CAPS WITH PULP AND VINYL LINERS ARE PERFECT FOR GENERAL USE. THE LINER IS A VINYL COATING APPLIED TO HDPE COATED PAPER AND TH | EN IT IS LAMINATED TO PULP BOARD. THIS GENERAL PURPOSE LINER IS COMMONLY USED FOR FOOD, BEVERAGE, MEDICAL AND CHEMICAL APPLICATIONS PACKED AT LESS THAN 120 DEGREES FAHRENHEIT. NOTE: THERE IS A 3-6 WEEK LEAD TIME ON MOST SAFETY COATED BOTTLES. OLD PA |  | 32 | 40 | 60 | 44.4444 | CF | CA | 24 | CA |  | 15 | 566 2 | US | 1 |  | 0 | STND | 30 | AF | IN | IN | IN | LN | WD | HT | P |  |  | O | O | O | O
GS-07F-238AA | QP-GLC-02240 | QORPAK | 8 OZ COATED STRAIGHT SIDE ROUND | QP-GLC-02240 | SAFETY COATED GLASS JAR 8 OZ GREEN PTFE CAP | 8 OZ (240ML) COATED STRAIGHT SIDE ROUND BOTTLES, GREEN PTFE-LINED CAPS, 73X89MM. SAFETY COATED (PLASTIC COATED) CLEAR STRAIGHT SIDE ROUND BOTTLES OFFER MAXIMUM VISIBILITY AND SAMPLE INTEGRITY. IF THE GLASS BREAKS, THE PLASTISOL COATING CONTAINS THE | SUBSTANCE IN THE BOTTLE LONG ENOUGH TO ALLOW FOR PROPER DISPOSAL. THESE BOTTLES ARE SLIP AND IMPACT RESISTANT, MAKING THEM THE PERFECT BOTTLE FOR HANDLING VOLATILE SUBSTANCES. THE WIDE OPENING ON THESE BOTTLES MAKE THEM THE IDEAL GENERAL PURPOSE BOTT | LE FOR SOLID SAMPLING. REDUCE BREAKAGE AND LAB MISHAPS WITH THE CLEAR PLASTISOL COATING TO PROTECT YOUR EMPLOYEES. ATTACHED 70-400 GREEN THERMOSET CAPS WITH F217 PTFE LINERS PROVIDE A WIDE RANGE OF CHEMICAL COMPATIBILITY AND TEMPERATURE TOLERANCE. T |  | 32 | 40 | 60 | 44.4444 | CF | CA | 24 | CA |  | 18.8 | 566 2 | US | 1 |  | 0 | STND | 30 | AF | IN | IN | IN | LN | WD | HT | P |  |  | O | O | O | O
GS-07F-238AA | QP-GLC-02242 | QORPAK | 8 OZ COATED STRAIGHT SIDE ROUND | QP-GLC-02242 | SAFETY COATED GLASS JAR 8 OZ BLACK VINYL CAP | 73X89MM. 8 OZ (240ML) COATED STRAIGHT SIDE ROUND BOTTLES, BLACK PHENOLIC PULP/VINYL LINED CAPS. SAFETY COATED (PLASTIC COATED) CLEAR STRAIGHT SIDE ROUND BOTTLES OFFER MAXIMUM VISIBILITY AND SAMPLE INTEGRITY. IF THE GLASS BREAKS, THE PLASTISOL COATI | NG CONTAINS THE SUBSTANCE IN THE BOTTLE LONG ENOUGH TO ALLOW FOR PROPER DISPOSAL. THESE BOTTLES ARE SLIP AND IMPACT RESISTANT, MAKING THEM THE PERFECT BOTTLE FOR HANDLING VOLATILE SUBSTANCES. THE WIDE OPENING ON THESE BOTTLES MAKE THEM THE IDEAL GENE | RAL PURPOSE BOTTLE FOR SOLID SAMPLING. REDUCE BREAKAGE AND LAB MISHAPS WITH THE CLEAR PLASTISOL COATING TO PROTECT YOUR EMPLOYEES. ATTACHED 70-400 BLACK PHENOLIC CAPS WITH PULP AND VINYL LINERS ARE PERFECT FOR GENERAL USE. THE LINER IS A VIN |  | 32 | 40 | 60 | 44.4444 | CF | CA | 24 | CA |  | 18.8 | 566 2 | US | 1 |  | 0 | STND | 30 | AF | IN | IN | IN | LN | WD | HT | P |  |  | O | O | O | O
GS-07F-238AA | QP-GLC-02245 | QORPAK | 32 OZ PLASTIC COATED STRAIGHT SIDED ROUN | QP-GLC-02245 | SAFETY COATED WIDE MOUTH BOTTLES 32 OZ GREEN PTFE CAP | 32 OZ PLASTIC COATED STRAIGHT SIDED ROUND BOTTLES, PTFE LINED CAPS. SAFETY COATED (PLASTIC COATED) CLEAR STRAIGHT SIDE ROUND BOTTLES OFFER MAXIMUM VISIBILITY AND SAMPLE INTEGRITY. IF THE GLASS BREAKS, THE PLASTISOL COATING CONTAINS THE SUBSTANCE IN T | HE BOTTLE LONG ENOUGH TO ALLOW FOR PROPER DISPOSAL. THESE BOTTLES ARE SLIP AND IMPACT RESISTANT, MAKING THEM THE PERFECT BOTTLE FOR HANDLING VOLATILE SUBSTANCES. THE WIDE OPENING ON THESE BOTTLES MAKE THEM THE IDEAL GENERAL PURPOSE BOTTLE FOR SOLID S | . REDUCE BREAKAGE AND LAB MISHAPS WITH THE CLEAR PLASTISOL COATING TO PROTECT YOUR EMPLOYEES. ATTACHED 70-400 GREEN THERMOSET CAPS WITH F217 PTFE LINERS PROVIDE A WIDE RANGE OF CHEMICAL COMPATIBILITY AND TEMPERATURE TOLERANCE. THE FOAM BACKED |  | 6 | 6 | 6 | 0.125 | CF | CA | 12 | CA |  | 11.3 | 540 16 | US | 1 |  | 0 | STND | 30 | AF | IN | IN | IN | LN | WD | HT | P |  |  | O | O | O | O
GS-07F-238AA | QP-GLC-02262 | QORPAK | PLASTIC COATED AMBER GLASS BOTTLES 16 O | QP-GLC-02262 | SAFETY COATED AMBER BOTTLES 16 OZ GREEN PTFE CAP | AMBER BOSTON ROUNDS, 16 OZ (500 ML) PLASTIC COATED GLASS WITH GREEN THERMOSET F217 PTFE LINED CAPS. SAFETY COATED (PLASTIC COATED) AMBER BOSTON ROUNDS PROTECT YOUR SAMPLE FROM UV RAYS AND ARE IDEAL FOR LIGHT SENSITIVE PRODUCTS. IF THE GLASS BREAKS, T | HE PLASTISOL COATING CONTAINS THE SUBSTANCE IN THE BOTTLE LONG ENOUGH TO ALLOW FOR PROPER DISPOSAL. THESE BOTTLES ARE SLIP AND IMPACT RESISTANT, MAKING THEM THE PERFECT BOTTLE FOR HANDLING VOLATILE SUBSTANCES. ATTACHED 28-400 GREEN THERMOSET CAPS WIT | H F217 PTFE LINERS PROVIDE A WIDE RANGE OF CHEMICAL COMPATIBILITY AND TEMPERATURE TOLERANCE. THE FOAM BACKED PTFE RESISTS ATTACK FROM VIRTUALLY ALL CHEMICALS AT ROOM TEMPERATURE AND PROVIDES RESILIENCE FOR A TIGHT SEAL. THERMOSET CLOSURES CANNOT BE |  | 30 | 10 | 10 | 1.7361 | CF | CA | 12 | CA |  | 15 | 540 11 | US | 1 |  | 0 | STND | 30 | AF | IN | IN | IN | LN | WD | HT | P |  |  | O | O | O | O
GS-07F-238AA | QP-GLC-02271 | QORPAK | PLASTIC COATED AMBER GLASS BOTTLES 32 O | QP-GLC-02271 | SAFETY COATED AMBER BOTTLES 32 OZ GREEN PTFE CAP | AMBER BOSTON ROUNDS, 32 OZ (950 ML) PLASTIC COATED GLASS WITH GREEN THERMOSET F217 PTFE LINED CAPS. SAFETY COATED (PLASTIC COATED) AMBER BOSTON ROUNDS PROTECT YOUR SAMPLE FROM UV RAYS AND ARE IDEAL FOR LIGHT SENSITIVE PRODUCTS. IF THE GLASS BREAKS, T | HE PLASTISOL COATING CONTAINS THE SUBSTANCE IN THE BOTTLE LONG ENOUGH TO ALLOW FOR PROPER DISPOSAL. THESE BOTTLES ARE SLIP AND IMPACT RESISTANT, MAKING THEM THE PERFECT BOTTLE FOR HANDLING VOLATILE SUBSTANCES. ATTACHED 33-400 GREEN THERMOSET CAPS WIT | H F217 PTFE LINERS PROVIDE A WIDE RANGE OF CHEMICAL COMPATIBILITY AND TEMPERATURE TOLERANCE. THE FOAM BACKED PTFE RESISTS ATTACK FROM VIRTUALLY ALL CHEMICALS AT ROOM TEMPERATURE AND PROVIDES RESILIENCE FOR A TIGHT SEAL. THERMOSET CLOSURES CANNOT BE |  | 40 | 10 | 10 | 2.3148 | CF | CA | 12 | CA |  | 11.3 | 540 11 | US | 1 |  | 0 | STND | 30 | AF | IN | IN | IN | LN | WD | HT | P |  |  | O | O | O | O
GS-07F-238AA | QP-GLC-02286 | QORPAK | AMBER GLASS JARS 16 OZ COATED | QP-GLC-02286 | SAFETY COATED AMBER WIDE MOUTH 16 OZ PTFE CAP | AMBER GLASS JARS, 16 OZ (500 ML) COATED PACKER W/ GREEN PTFE-LINED CAPS. SAFETY COATED (PLASTIC COATED) AMBER PACKERS PROTECT YOUR SAMPLE FROM UV RAYS AND ARE IDEAL FOR LIGHT SENSITIVE PRODUCTS. IF THE GLASS BREAKS, THE PLASTISOL COATING CONTAINS THE | SUBSTANCE IN THE BOTTLE LONG ENOUGH TO ALLOW FOR PROPER DISPOSAL. THESE BOTTLES ARE SLIP AND IMPACT RESISTANT, MAKING THEM THE PERFECT BOTTLE FOR HANDLING VOLATILE SUBSTANCES. ATTACHED 53-400 GREEN THERMOSET CAPS WITH F217 PTFE LINERS PROVIDE A WIDE | RANGE OF CHEMICAL COMPATIBILITY AND TEMPERATURE TOLERANCE. THE FOAM BACKED PTFE RESISTS ATTACK FROM VIRTUALLY ALL CHEMICALS AT ROOM TEMPERATURE AND PROVIDES RESILIENCE FOR A TIGHT SEAL. THERMOSET CLOSURES CANNOT BE REMELTED AFTER THEY ARE FORMED. CO |  | 40 | 10 | 10 | 2.3148 | CF | CA | 12 | CA |  | 7.5 | 540 16 | US | 1 |  | 0 | STND | 30 | AF | IN | IN | IN | LN | WD | HT | P |  |  | O | O | O | O
GS-07F-238AA | QP-GLC-02290 | QORPAK | AMBER GLASS JARS 32 OZ COATED | QP-GLC-02290 | SAFETY COATED AMBER WIDE MOUTH 32 OZ PTFE CAP | AMBER GLASS JARS, 32 OZ (950 ML) COATED PACKER BOTTLES W/ GREEN PTFE-LINED CAPS. SAFETY COATED (PLASTIC COATED) AMBER PACKERS PROTECT YOUR SAMPLE FROM UV RAYS AND ARE IDEAL FOR LIGHT SENSITIVE PRODUCTS. IF THE GLASS BREAKS, THE PLASTISOL COATING CONT | AINS THE SUBSTANCE IN THE BOTTLE LONG ENOUGH TO ALLOW FOR PROPER DISPOSAL. THESE BOTTLES ARE SLIP AND IMPACT RESISTANT, MAKING THEM THE PERFECT BOTTLE FOR HANDLING VOLATILE SUBSTANCES. ATTACHED 53-400 GREEN THERMOSET CAPS WITH F217 PTFE LINERS PROVID | E A WIDE RANGE OF CHEMICAL COMPATIBILITY AND TEMPERATURE TOLERANCE. THE FOAM BACKED PTFE RESISTS ATTACK FROM VIRTUALLY ALL CHEMICALS AT ROOM TEMPERATURE AND PROVIDES RESILIENCE FOR A TIGHT SEAL. THERMOSET CLOSURES CANNOT BE REMELTED AFTER THEY ARE F |  | 40 | 10 | 10 | 2.3148 | CF | CA | 12 | CA |  | 11.3 | 540 16 | US | 1 |  | 0 | STND | 30 | AF | IN | IN | IN | LN | WD | HT | P |  |  | O | O | O | O
GS-07F-238AA | QP-GLC-04835 | QORPAK | VIAL 5 DRM 24-400 BLACK PTFE CS/144 | QP-GLC-04835 | GLASS VIAL CLEAR 5 DRM 24-400 BLACK/ PTFE DISC | 27.25MM X 57.5MM, 5 DRAM CLEAR BOROSILICATE VIAL WITH ATTACHED 24-400 BLACK PP SAMPLE CONTAINERS ARE FULLY ASSEMBLED AND READY FOR YOUR OWN CLEANING PROCEDURE. POLYPROPYLENE CAP WITH PTFE DISC ARE ATTACHED. CLEAR SCREW THREAD (EXCEPT 60ML SIZE) VIALS | ARE PACKED IN BLUE PLASTIC CORRUGATE TO REDUCE CARTON DUST. OLD PART# QP-2V20QEDC, NEW PART# QP-GLC-04835. |  |  | 50 | 10 | 10 | 2.8935 | CF | CA | 144 | CA |  | 11.3 | 540 16 | US | 1 |  | 0 | STND | 30 | AF | IN | IN | IN | LN | WD | HT | P |  |  | O | O | O | O
GS-07F-238AA | QP-GLC-04868 | QORPAK | STRAIGHT SIDED GLASS JAR 8OZ 70 | QP-GLC-04868 | CLEAR GLASS JAR 8 OZ WHITE PE FOAM CAP | 73X89MM. STRAIGHT SIDED ROUND JAR, 8OZ (240ML) CLEAR WITH 70-400 WHITE PP STURDEESEAL PE FOAM LINED CAP ATTACHED. CLEAR / FLINT STRAIGHT SIDED ROUND JARS ARE DESIGNED WITHOUT SHOULDERS FOR MAXIMUM STORAGE CAPACITY AND CONTENT VISIBILITY. ATTACHED P | P STURDEESEAL PE FOAM LINED CAPS ARE KNOWN FOR GOOD IMPACT STRENGTH, COST EFFECTIVENESS, AND PLIABILITY. THESE POLYPROPYLENE CLOSURES WITH FOAMED POLYETHYLENE LINERS HAVE EXCELLENT SEALING CHARACTERISTICS AND OFFER GOOD CHEMICAL RESISTANCE INCLUDING | ACIDS, ALCOHOLS, ALKALIS, AQUEOUS PRODUCTS, COSMETICS, HOUSEHOLD OILS AND SOLVENTS. |  | 40 | 10 | 10 | 2.3148 | CF | CA | 24 | CA |  | 15 | 540 16 | US | 1 |  | 0 | STND | 30 | AF | IN | IN | IN | LN | WD | HT | P |  |  | O | O | O | O
GS-07F-238AA | QP-GLC-04878 | QORPAK | VIAL CLEAR 1/2 DRM VINYL CAP CS/144 | QP-GLC-04878 | GLASS VIAL CLEAR 1/2 DRM VINYL CAP | CLEAR VIALS OFFER MAXIMUM VISIBILITY. TYPE I BOROSILICATE GLASS, PROVIDING EXCEPTIONAL RESISTANCE TO HEAT SHOCK AND CHEMICAL LEACHING. THE GLASS IS NON-POROUS AND HAS NO CATALYTIC AFFECT. BECAUSE THE BORON OXIDE PARTICLES IN THE GLASS ARE SO | SMALL, THE SILICATE IS HELD MORE CLOSELY TOGETHER, RESULTING IN A MUCH STRONGER GLASS FOR YOUR LABORATORY NEEDS. ATTACHED 8-425 BLACK PHENOLIC CAPS WITH PULP AND VINYL LINERS ARE PERFECT FOR GENERAL USE. THE LINER IS A VINYL COATING APPLIED T | O HIGH DENSITY POLYETHYLENE COATED PAPER AND THEN IT IS LAMINATED TO PULPBOARD. THIS GENERAL PURPOSE LINER IS COMMONLY USED FOR FOOD, BEVERAGE, MEDICAL AND CHEMICAL APPLICATIONS PACKED AT LESS THAN 120 DEGREES FAHRENHEIT. OLD PART# QP-2501Q, NEW PAR |  | 50 | 10 | 10 | 2.8935 | CF | CA | 144 | CA |  | 8 | 540 16 | US | 1 |  | 0 | STND | 30 | AF | IN | IN | IN | LN | WD | HT | P |  |  | O | O | O | O
GS-07F-238AA | QP-GLC-04879 | QORPAK | GLASS VIAL CLEAR 3 DRM VINYL CAP CS/144 | QP-GLC-04879 | GLASS VIAL CLEAR 3 DRM VINYL CAP | CLEAR VIALS OFFER MAXIMUM VISIBILITY. TYPE I BOROSILICATE GLASS, PROVIDING EXCEPTIONAL RESISTANCE TO HEAT SHOCK AND CHEMICAL LEACHING. THE GLASS IS NON-POROUS AND HAS NO CATALYTIC AFFECT. BECAUSE THE BORON OXIDE PARTICLES IN THE GLASS ARE SO | SMALL, THE SILICATE IS HELD MORE CLOSELY TOGETHER, RESULTING IN A MUCH STRONGER GLASS FOR YOUR LABORATORY NEEDS. ATTACHED 15-425 BLACK PHENOLIC CAPS WITH PULP AND VINYL LINERS ARE PERFECT FOR GENERAL USE. THE LINER IS A VINYL COATING APPLIED | TO HIGH DENSITY POLYETHYLENE COATED PAPER AND THEN IT IS LAMINATED TO PULPBOARD. THIS GENERAL PURPOSE LINER IS COMMONLY USED FOR FOOD, BEVERAGE, MEDICAL AND CHEMICAL APPLICATIONS PACKED AT LESS THAN 120 DEGREES FAHRENHEIT. OLD PART# QP-2504Q, NEW PA |  | 40 | 10 | 10 | 2.3148 | CF | CA | 144 | CA |  | 8 | 540 16 | US | 1 |  | 0 | STND | 30 | AF | IN | IN | IN | LN | WD | HT | P |  |  | O | O | O | O
GS-07F-238AA | QP-GLC-04881 | QORPAK | 20ML GLASS VIAL, BLACK VI | QP-GLC-04881 | GLASS VIAL CLEAR TOP 5 DRM VINYL CAP | CLEAR VIALS OFFER MAXIMUM VISIBILITY. TYPE I BOROSILICATE GLASS, PROVIDING EXCEPTIONAL RESISTANCE TO HEAT SHOCK AND CHEMICAL LEACHING. THE GLASS IS NON-POROUS AND HAS NO CATALYTIC AFFECT. BECAUSE THE BORON OXIDE PARTICLES IN THE GLASS ARE SO | SMALL, THE SILICATE IS HELD MORE CLOSELY TOGETHER, RESULTING IN A MUCH STRONGER GLASS FOR YOUR LABORATORY NEEDS. ATTACHED 24-400 BLACK PHENOLIC CAPS WITH PULP AND VINYL LINERS ARE PERFECT FOR GENERAL USE. THE LINER IS A VINYL COATING APPLIED | TO HIGH DENSITY POLYETHYLENE COATED PAPER AND THEN IT IS LAMINATED TO PULPBOARD. THIS GENERAL PURPOSE LINER IS COMMONLY USED FOR FOOD, BEVERAGE, MEDICAL AND CHEMICAL APPLICATIONS PACKED AT LESS THAN 120 DEGREES FAHRENHEIT. OLD PART# QP-2508Q, NEW PA |  | 40 | 10 | 10 | 2.3148 | CF | CA | 72 | CA |  | 8 | 540 16 | US | 1 |  | 0 | STND | 30 | AF | IN | IN | IN | LN | WD | HT | P |  |  | O | O | O | O
GS-07F-238AA | QP-GLC-04882 | QORPAK | 22ML GLASS VIAL, BLACK VI | QP-GLC-04882 | GLASS VIAL CLEAR TOP 6 DRM VINYL CAP | CLEAR VIALS OFFER MAXIMUM VISIBILITY. TYPE I BOROSILICATE GLASS, PROVIDING EXCEPTIONAL RESISTANCE TO HEAT SHOCK AND CHEMICAL LEACHING. THE GLASS IS NON-POROUS AND HAS NO CATALYTIC AFFECT. BECAUSE THE BORON OXIDE PARTICLES IN THE GLASS ARE SO | SMALL, THE SILICATE IS HELD MORE CLOSELY TOGETHER, RESULTING IN A MUCH STRONGER GLASS FOR YOUR LABORATORY NEEDS. ATTACHED 24-400 BLACK PHENOLIC CAPS WITH PULP AND VINYL LINERS ARE PERFECT FOR GENERAL USE. THE LINER IS A VINYL COATING APPLIED | TO HIGH DENSITY POLYETHYLENE COATED PAPER AND THEN IT IS LAMINATED TO PULPBOARD. THIS GENERAL PURPOSE LINER IS COMMONLY USED FOR FOOD, BEVERAGE, MEDICAL AND CHEMICAL APPLICATIONS PACKED AT LESS THAN 120 DEGREES FAHRENHEIT. OLD PART# QP-2509Q, NEW PA |  | 14 | 14 | 18.5 | 2.0984 | CF | CA | 72 | CA |  | 8 | 540 16 | US | 1 |  | 0 | STND | 30 | AF | IN | IN | IN | LN | WD | HT | P |  |  | O | O | O | O
GS-07F-238AA | QP-GLC-04884 | QORPAK | VIAL CLEAR 10 DRM BLACK VINYL CAP CS/144 | QP-GLC-04884 | GLASS VIAL CLEAR 10 DRM BLACK VINYL CAP | CLEAR BOROSILICATE VIAL, 10 DRAM (1.25 OUNCE), BLACK VINYL LINED CAP. CLEAR VIALS OFFER MAXIMUM VISIBILITY. TYPE I BOROSILICATE GLASS, PROVIDING EXCEPTIONAL RESISTANCE TO HEAT SHOCK AND CHEMICAL LEACHING. THE GLASS IS NON-POROUS AND HAS NO CA | TALYTIC AFFECT. BECAUSE THE BORON OXIDE PARTICLES IN THE GLASS ARE SO SMALL, THE SILICATE IS HELD MORE CLOSELY TOGETHER, RESULTING IN A MUCH STRONGER GLASS FOR YOUR LABORATORY NEEDS. ATTACHED 24-400 BLACK PHENOLIC CAPS WITH PULP AND VINYL LINERS ARE | PERFECT FOR GENERAL USE. THE LINER IS A VINYL COATING APPLIED TO HIGH DENSITY POLYETHYLENE COATED PAPER AND THEN IT IS LAMINATED TO PULPBOARD. THIS GENERAL PURPOSE LINER IS COMMONLY USED FOR FOOD, BEVERAGE, MEDICAL AND CHEMICAL APPLICATIONS |  | 17 | 17 | 23 | 3.8466 | CF | CA | 144 | CA |  | 8 | 540 16 | US | 1 |  | 0 | STND | 30 | AF | IN | IN | IN | LN | WD | HT | P |  |  | O | O | O | O
GS-07F-238AA | QP-GLC-04885 | QORPAK | AMBER VIAL 5 DRM VINYL CAP CS/144 | QP-GLC-04885 | AMBER VIAL 5 DRM VINYL CAP | 20 ML (5 DRAM) AMBER GLASS VIALS, BLACK VINYL LINED CAPS. AMBER VIALS OFFER PROTECTION FROM HARMFUL LIGHT AND UV RAYS FOR LIGHT SENSITIVE PRODUCTS. TYPE I BOROSILICATE GLASS, PROVIDING EXCEPTIONAL RESISTANCE TO HEAT SHOCK AND CHEMICAL LEACHING | THE GLASS IS NON-POROUS AND HAS NO CATALYTIC AFFECT. BECAUSE THE BORON OXIDE PARTICLES IN THE GLASS ARE SO SMALL, THE SILICATE IS HELD MORE CLOSELY TOGETHER, RESULTING IN A MUCH STRONGER GLASS FOR YOUR LABORATORY NEEDS. | CAPS WITH PULP AND VINYL LINERS ARE PERFECT FOR GENERAL USE. THE LINER IS A VINYL COATING APPLIED TO HIGH DENSITY POLYETHYLENE COATED PAPER AND THEN IT IS LAMINATED TO PULPBOARD. THIS GENERAL PURPOSE LINER IS COMMONLY USED FOR FOOD, |  | 17 | 17 | 23 | 3.8466 | CF | CA | 144 | CA |  | 8 | 540 16 | US | 1 |  | 0 | STND | 30 | AF | IN | IN | IN | LN | WD | HT | P |  |  | O | O | O | O
GS-07F-238AA | QP-GLC-04886 | QORPAK | AMBER VIAL 10 DRM VINYL CAP CS/144 | QP-GLC-04886 | AMBER VIAL 10 DRM VINYL CAP | 40 ML (10 DRAM) AMBER GLASS VIALS, BLACK VINYL LINED CAPS. AMBER VIALS OFFER PROTECTION FROM HARMFUL LIGHT AND UV RAYS FOR LIGHT SENSITIVE PRODUCTS. TYPE I BOROSILICATE GLASS, PROVIDING EXCEPTIONAL RESISTANCE TO HEAT SHOCK AND CHEMICAL LEACHI | NG. THE GLASS IS NON-POROUS AND HAS NO CATALYTIC AFFECT. BECAUSE THE BORON OXIDE PARTICLES IN THE GLASS ARE SO SMALL, THE SILICATE IS HELD MORE CLOSELY TOGETHER, RESULTING IN A MUCH STRONGER GLASS FOR YOUR LABORATORY NEEDS. ATTACHED 24-400 BLACK PHEN | OLIC CAPS WITH PULP AND VINYL LINERS ARE PERFECT FOR GENERAL USE. THE LINER IS A VINYL COATING APPLIED TO HIGH DENSITY POLYETHYLENE COATED PAPER AND THEN IT IS LAMINATED TO PULPBOARD. THIS GENERAL PURPOSE LINER IS COMMONLY USED FOR FOOD, BEV |  | 17 | 17.3 | 30.5 | 5.191 | CF | CA | 144 | CA |  | 8 | 540 16 | US | 1 |  | 0 | STND | 30 | AF | IN | IN | IN | LN | WD | HT | P |  |  | O | O | O | O
GS-07F-238AA | QP-GLC-04890 | QORPAK | AMBER GLASS JUG 1 GAL W/ BL | QP-GLC-04890 | AMBER GLASS JUG 4 LITER BLACK CAP/ PTFE DISC | AMBER GLASS JUG 1 GALLON (3840 ML) W/ BLACK 38-400 POLYPROPYLENE & PTFE CAPS. 165X297MM. AMBER JUGS PROTECT YOUR SAMPLE FROM UV RAYS AND ARE IDEAL FOR LIGHT SENSITIVE PRODUCTS. THEY FEATURE A ROUND BODY, ROUNDED SHOULDERS AND MOLDED SHOULDER LOOP F | OR EASY HANDLING. THESE ENVIRONMENTALLY SENSITIVE BOTTLES HELP ELIMINATE WASTE AND HELP TO INSURE PRODUCT INTEGRITY FOR LONG TERM STORAGE. ATTACHED BLACK POLYPROPYLENE CAPS WITH. 015" PTFE DISC OFFER EXCELLENT CHEMICAL COMPATIBILITY. THE PTFE DISC IS | CHEMICALLY INERT AND HEAT RESISTANT. POLYPROPYLENE CAPS ARE KNOWN FOR IMPACT STRENGTH, COST EFFECTIVENESS, AND PLIABILITY. OLD PART# QP-0100-0059, NEW PART# QP-GLC-04890. |  | 21 | 21 | 31.5 | 8.0391 | CF | CA | 4 | CA |  | 39 | 540 16 | US | 1 |  | 0 | STND | 30 | AF | IN | IN | IN | LN | WD | HT | P |  |  | O | O | O | O
GS-07F-238AA | QP-GLC-04892 | QORPAK | AMBER VIAL 10 DRM POLY CONE CAP CS/144 | QP-GLC-04892 | AMBER VIAL 10 DRM POLY CONE CAP | 40 ML (10 DRAM) AMBER GLASS VIALS, BLACK CONE LINED CAPS. AMBER VIALS OFFER PROTECTION FROM HARMFUL LIGHT AND UV RAYS FOR LIGHT SENSITIVE PRODUCTS. TYPE I BOROSILICATE GLASS, PROVIDING EXCEPTIONAL RESISTANCE TO HEAT SHOCK AND CHEMICAL LEACHIN | G. THE GLASS IS NON-POROUS AND HAS NO CATALYTIC AFFECT. BECAUSE THE BORON OXIDE PARTICLES IN THE GLASS ARE SO SMALL, THE SILICATE IS HELD MORE CLOSELY TOGETHER, RESULTING IN A MUCH STRONGER GLASS FOR YOUR LABORATORY NEEDS. ATTACHED 24-400 BLACK PHENO | LIC CAPS WITH POLYSEAL CONE LINERS FORM AN EXCEPTIONALLY TIGHT SEAL AND OFFER A GOOD CHEMICAL BARRIER. THIS LINER MOLDS ITSELF AROUND THE SEALING AREAS OF THE FINISH AS THE CAP IS SCREWED ON, VIRTUALLY ELIMINATING LEAKAGE, EVAPORATION, CONTAMINATION |  | 26 | 26 | 38.5 | 15.0613 | CF | CA | 144 | CA |  | 8 | 540 16 | US | 1 |  | 0 | STND | 30 | AF | IN | IN | IN | LN | WD | HT | P |  |  | O | O | O | O
GS-07F-238AA | QP-GLC-04893 | QORPAK | VIAL CLEAR 10 DRM POLY CONE CAP CS/144 | QP-GLC-04893 | GLASS VIAL CLEAR 10 DRM POLY CONE CAP | CLEAR VIALS OFFER MAXIMUM VISIBILITY. TYPE I BOROSILICATE GLASS, PROVIDING EXCEPTIONAL RESISTANCE TO HEAT SHOCK AND CHEMICAL LEACHING. THE GLASS IS NON-POROUS AND HAS NO CATALYTIC AFFECT. BECAUSE THE BORON OXIDE PARTICLES IN THE GLASS ARE SO | SMALL, THE SILICATE IS HELD MORE CLOSELY TOGETHER, RESULTING IN A MUCH STRONGER GLASS FOR YOUR LABORATORY NEEDS. ATTACHED 24-400 BLACK PHENOLIC CAPS WITH POLYSEAL CONE LINERS FORM AN EXCEPTIONALLY TIGHT SEAL AND OFFER A GOOD CHEMICAL BARRIER. THIS LI | NER MOLDS ITSELF AROUND THE SEALING AREAS OF THE FINISH AS THE CAP IS SCREWED ON, VIRTUALLY ELIMINATING LEAKAGE, EVAPORATION, CONTAMINATION, BINDING AND BACKING OFF. OLD PART# QP-2517B, NEW PART# QP-GLC-04893. |  | 26 | 26 | 48 | 18.7778 | CF | CA | 144 | CA |  | 8 | 540 16 | US | 1 |  | 0 | STND | 30 | AF | IN | IN | IN | LN | WD | HT | P |  |  | O | O | O | O
GS-07F-238AA | QP-GLC-04918 | QORPAK | AMBER VIAL 5 DRM 14B RUBBER CAP CS/144 | QP-GLC-04918 | AMBER VIAL 5 DRM 14B RUBBER CAP | 20 ML (5 DRAM) AMBER GLASS VIALS, AUTOCLAVABLE RUBBER LINED CAPS. AMBER VIALS OFFER PROTECTION FROM HARMFUL LIGHT AND UV RAYS FOR LIGHT SENSITIVE PRODUCTS. TYPE I BOROSILICATE GLASS, PROVIDING EXCEPTIONAL RESISTANCE TO HEAT SHOCK AND CHEMICAL | THE GLASS IS NON-POROUS AND HAS NO CATALYTIC AFFECT. BECAUSE THE BORON OXIDE PARTICLES IN THE GLASS ARE SO SMALL, THE SILICATE IS HELD MORE CLOSELY TOGETHER, RESULTING IN A MUCH STRONGER GLASS FOR YOUR LABORATORY NEEDS. | K PHENOLIC CAPS WITH 14B WHITE RUBBER LINERS ARE AUTOCLAVABLE. THIS LINER IS FDA APPROVED FOR FOOD AND PHARMACEUTICAL APPLICATIONS. EXCELLENT PROPERTIES OF RESILIENCE, RESISTANCE TO MOISTURE VAPOR AND RELATIVELY LOW GAS TRANSMISSION. OLD PART# QP-25 |  | 31 | 31 | 44 | 24.4699 | CF | CA | 144 | CA |  | 8 | 540 16 | US | 1 |  | 0 | STND | 30 | AF | IN | IN | IN | LN | WD | HT | P |  |  | O | O | O | O
GS-07F-238AA | QP-GLC-04924 | QORPAK | VIAL CLEAR 6 DRM 14B RUBBER CAP CS/144 | QP-GLC-04924 | GLASS VIAL CLEAR 6 DRM 14B RUBBER CAP | CLEAR VIALS OFFER MAXIMUM VISIBILITY. TYPE I BOROSILICATE GLASS, PROVIDING EXCEPTIONAL RESISTANCE TO HEAT SHOCK AND CHEMICAL LEACHING. THE GLASS IS NON-POROUS AND HAS NO CATALYTIC AFFECT. BECAUSE THE BORON OXIDE PARTICLES IN THE GLASS ARE SO | SMALL, THE SILICATE IS HELD MORE CLOSELY TOGETHER, RESULTING IN A MUCH STRONGER GLASS FOR YOUR LABORATORY NEEDS. ATTACHED 20-400 BLACK PHENOLIC CAPS WITH 14B WHITE RUBBER LINERS ARE AUTOCLAVABLE. THIS LINER IS FDA APPROVED FOR FOOD AND PHARMACEUTICAL | APPLICATIONS. EXCELLENT PROPERTIES OF RESILIENCE, RESISTANCE TO MOISTURE VAPOR AND RELATIVELY LOW GAS TRANSMISSION. OLD PART# QP-2506D, NEW PART# QP-GLC-04924. |  | 34 | 34 | 49 | 32.7801 | CF | CA | 144 | CA |  | 8 | 540 16 | US | 1 |  | 0 | STND | 30 | AF | IN | IN | IN | LN | WD | HT | P |  |  | O | O | O | O
GS-07F-238AA | QP-GLC-04925 | QORPAK | VIAL CLEAR 8 DRM 14B RUBBER CAP CS/144 | QP-GLC-04925 | GLASS VIAL CLEAR 8 DRM 14B RUBBER CAP | CLEAR VIALS OFFER MAXIMUM VISIBILITY. TYPE I BOROSILICATE GLASS, PROVIDING EXCEPTIONAL RESISTANCE TO HEAT SHOCK AND CHEMICAL LEACHING. THE GLASS IS NON-POROUS AND HAS NO CATALYTIC AFFECT. BECAUSE THE BORON OXIDE PARTICLES IN THE GLASS ARE SO | SMALL, THE SILICATE IS HELD MORE CLOSELY TOGETHER, RESULTING IN A MUCH STRONGER GLASS FOR YOUR LABORATORY NEEDS. ATTACHED 22-400 BLACK PHENOLIC CAPS WITH 14B WHITE RUBBER LINERS ARE AUTOCLAVABLE. THIS LINER IS FDA APPROVED FOR FOOD AND PHARMACEUTICAL | APPLICATIONS. EXCELLENT PROPERTIES OF RESILIENCE, RESISTANCE TO MOISTURE VAPOR AND RELATIVELY LOW GAS TRANSMISSION. OLD PART# QP-2507D, NEW PART# QP-GLC-04925. |  | 30 | 30 | 39 | 20.3125 | CF | CA | 144 | CA |  | 8 | 540 16 | US | 1 |  | 0 | STND | 30 | AF | IN | IN | IN | LN | WD | HT | P |  |  | O | O | O | O
GS-07F-238AA | QP-GLC-04947 | QORPAK | VIAL CLEAR 10 DRM 14B RUBBER CAP CS/144 | QP-GLC-04947 | GLASS VIAL CLEAR 10 DRM 14B RUBBER CAP | CLEAR VIALS OFFER MAXIMUM VISIBILITY. TYPE I BOROSILICATE GLASS, PROVIDING EXCEPTIONAL RESISTANCE TO HEAT SHOCK AND CHEMICAL LEACHING. THE GLASS IS NON-POROUS AND HAS NO CATALYTIC AFFECT. BECAUSE THE BORON OXIDE PARTICLES IN THE GLASS ARE SO | SMALL, THE SILICATE IS HELD MORE CLOSELY TOGETHER, RESULTING IN A MUCH STRONGER GLASS FOR YOUR LABORATORY NEEDS. ATTACHED 24-400 BLACK PHENOLIC CAPS WITH 14B WHITE RUBBER LINERS ARE AUTOCLAVABLE. THIS LINER IS FDA APPROVED FOR FOOD AND PHARMACEUTICAL | APPLICATIONS. EXCELLENT PROPERTIES OF RESILIENCE, RESISTANCE TO MOISTURE VAPOR AND RELATIVELY LOW GAS TRANSMISSION. OLD PART# QP-2517D, NEW PART# QP-GLC-04947. |  | 14 | 14 | 18.5 | 2.0984 | CF | CA | 144 | CA |  | 8 | 540 16 | US | 1 |  | 0 | STND | 30 | AF | IN | IN | IN | LN | WD | HT | P |  |  | O | O | O | O
GS-07F-238AA | QP-GLC-04995 | QORPAK | 20ML GLASS VIAL, AUTOCLAV | QP-GLC-04995 | GLASS VIAL CLEAR TOP 5 DRM RUBBER | CLEAR VIALS OFFER MAXIMUM VISIBILITY. TYPE I BOROSILICATE GLASS, PROVIDING EXCEPTIONAL RESISTANCE TO HEAT SHOCK AND CHEMICAL LEACHING. THE GLASS IS NON-POROUS AND HAS NO CATALYTIC AFFECT. BECAUSE THE BORON OXIDE PARTICLES IN THE GLASS ARE SO | SMALL, THE SILICATE IS HELD MORE CLOSELY TOGETHER, RESULTING IN A MUCH STRONGER GLASS FOR YOUR LABORATORY NEEDS. ATTACHED 24-400 BLACK PHENOLIC CAPS WITH 14B WHITE RUBBER LINERS ARE AUTOCLAVABLE. THIS LINER IS FDA APPROVED FOR FOOD AND PHARMACEUTICAL | APPLICATIONS. EXCELLENT PROPERTIES OF RESILIENCE, RESISTANCE TO MOISTURE VAPOR AND RELATIVELY LOW GAS TRANSMISSION. OLD PART# QP-2508D, NEW PART# QP-GLC-04995. |  | 16.8 | 16.8 | 22.8 | 3.724 | CF | CA | 72 | CA |  | 8 | 540 16 | US | 1 |  | 0 | STND | 30 | AF | IN | IN | IN | LN | WD | HT | P |  |  | O | O | O | O
GS-07F-238AA | QP-GLC-05080 | QORPAK | VIAL CLEAR 10 DRM CAP/ PTFE DISC CS/144 | QP-GLC-05080 | GLASS VIAL CLEAR 10 DRM CAP/ PTFE DISC | 27.75" MX95MM, 10 DRAM CLEAR BOROSILICATE VIAL WITH ATTACHED 24-400 BLACK PP CAP SAMPLE CONTAINERS ARE FULLY ASSEMBLED AND READY FOR YOUR OWN CLEANING PROCEDURE. ATTACHED 24-400 BLACK POLYPROPYLENE CAP WITH PTFE DISC. CLEAR SCREW THREAD | SIZE) VIALS ARE PACKED IN BLUE PLASTIC CORRUGATE TO REDUCE CARTON DUST. OLD PART# QP-2V40QEDC, NEW PART# QP-GLC-05080. |  |  | 21.1 | 21 | 31.3 | 8.0261 | CF | CA | 144 | CA |  | 8 | 540 16 | US | 1 |  | 0 | STND | 30 | AF | IN | IN | IN | LN | WD | HT | P |  |  | O | O | O | O
GS-07F-238AA | QP-GLC-05165 | QORPAK | VIAL CLEAR 3 DRM 14B RUBBER CAP CS/144 | QP-GLC-05165 | GLASS VIAL CLEAR 3 DRM 14B RUBBER CAP | CLEAR VIALS OFFER MAXIMUM VISIBILITY. TYPE I BOROSILICATE GLASS, PROVIDING EXCEPTIONAL RESISTANCE TO HEAT SHOCK AND CHEMICAL LEACHING. THE GLASS IS NON-POROUS AND HAS NO CATALYTIC AFFECT. BECAUSE THE BORON OXIDE PARTICLES IN THE GLASS ARE SO | SMALL, THE SILICATE IS HELD MORE CLOSELY TOGETHER, RESULTING IN A MUCH STRONGER GLASS FOR YOUR LABORATORY NEEDS. ATTACHED 15-425 BLACK PHENOLIC CAPS WITH 14B WHITE RUBBER LINERS ARE AUTOCLAVABLE. THIS LINER IS FDA APPROVED FOR FOOD AND PHARMACEUTICAL | APPLICATIONS. EXCELLENT PROPERTIES OF RESILIENCE, RESISTANCE TO MOISTURE VAPOR AND RELATIVELY LOW GAS TRANSMISSION. OLD PART# QP-2504D, NEW PART# QP-GLC-05165. |  | 26 | 26 | 38.5 | 15.0613 | CF | CA | 144 | CA |  | 8 | 540 16 | US | 1 |  | 0 | STND | 30 | AF | IN | IN | IN | LN | WD | HT | P |  |  | O | O | O | O
GS-07F-238AA | QP-GLC-05167 | QORPAK | 22ML GLASS VIAL, AUTOCLAV | QP-GLC-05167 | GLASS VIAL CLEAR TOP 6 DRM14B RUBBER CAP | CLEAR VIALS OFFER MAXIMUM VISIBILITY. TYPE I BOROSILICATE GLASS, PROVIDING EXCEPTIONAL RESISTANCE TO HEAT SHOCK AND CHEMICAL LEACHING. THE GLASS IS NON-POROUS AND HAS NO CATALYTIC AFFECT. BECAUSE THE BORON OXIDE PARTICLES IN THE GLASS ARE SO | SMALL, THE SILICATE IS HELD MORE CLOSELY TOGETHER, RESULTING IN A MUCH STRONGER GLASS FOR YOUR LABORATORY NEEDS. ATTACHED 24-400 BLACK PHENOLIC CAPS WITH 14B WHITE RUBBER LINERS ARE AUTOCLAVABLE. THIS LINER IS FDA APPROVED FOR FOOD AND PHARMACEUTICAL | APPLICATIONS. EXCELLENT PROPERTIES OF RESILIENCE, RESISTANCE TO MOISTURE VAPOR AND RELATIVELY LOW GAS TRANSMISSION. OLD PART# QP-2509D, NEW PART# QP-GLC-05167. |  | 14 | 14 | 18.5 | 2.0984 | CF | CA | 72 | CA |  | 8 | 540 16 | US | 1 |  | 0 | STND | 30 | AF | IN | IN | IN | LN | WD | HT | P |  |  | O | O | O | O
GS-07F-238AA | QP-GLC-05180 | QORPAK | AMBER VIAL 10 DRM BLACK PTFE CS/144 | QP-GLC-05180 | AMBER VIAL 10 DRM BLACK CAP/ PTFE DISC | 40 ML (10 DRAM) AMBER GLASS VIALS, BLACK PP CAP & PTFE DISC. AMBER VIALS OFFER PROTECTION FROM HARMFUL LIGHT AND UV RAYS FOR LIGHT SENSITIVE PRODUCTS. TYPE I BOROSILICATE GLASS, PROVIDING EXCEPTIONAL RESISTANCE TO HEAT SHOCK AND CHEMICAL LEAC | HING. THE GLASS IS NON-POROUS AND HAS NO CATALYTIC AFFECT. BECAUSE THE BORON OXIDE PARTICLES IN THE GLASS ARE SO SMALL, THE SILICATE IS HELD MORE CLOSELY TOGETHER, RESULTING IN A MUCH STRONGER GLASS FOR YOUR LABORATORY NEEDS. ATTACHED 24-400 POLYPROP | YLENE CAPS WITH. 015" PTFE DISC OFFER EXCELLENT CHEMICAL COMPATIBILITY. THE PTFE DISC IS CHEMICALLY INERT AND HEAT RESISTANT. POLYPROPYLENE CAPS ARE KNOWN FOR IMPACT STRENGTH, COST EFFECTIVENESS, AND PLIABILITY. OLD PART# QP-2V42QEDC, NEW PART# QP-G |  | 17 | 17 | 23 | 3.8466 | CF | CA | 144 | CA |  | 8 | 540 16 | US | 1 |  | 0 | STND | 30 | AF | IN | IN | IN | LN | WD | HT | P |  |  | O | O | O | O
GS-07F-238AA | QP-GLC-05181 | QORPAK | AMBER VIAL 10 DRM BLACK RUB CAP CS/144 | QP-GLC-05181 | AMBER VIAL 10 DRM BLACK RUBBER CAP | 40 ML (10 DRAM) AMBER GLASS VIALS, AUTOCLAVABLE RUBBER LINED CAPS. AMBER VIALS OFFER PROTECTION FROM HARMFUL LIGHT AND UV RAYS FOR LIGHT SENSITIVE PRODUCTS. TYPE I BOROSILICATE GLASS, PROVIDING EXCEPTIONAL RESISTANCE TO HEAT SHOCK AND CHEMICA | L LEACHING. THE GLASS IS NON-POROUS AND HAS NO CATALYTIC AFFECT. BECAUSE THE BORON OXIDE PARTICLES IN THE GLASS ARE SO SMALL, THE SILICATE IS HELD MORE CLOSELY TOGETHER, RESULTING IN A MUCH STRONGER GLASS FOR YOUR LABORATORY NEEDS. ATTACHED 24-400 BL | ACK PHENOLIC CAPS WITH 14B WHITE RUBBER LINERS ARE AUTOCLAVABLE. THIS LINER IS FDA APPROVED FOR FOOD AND PHARMACEUTICAL APPLICATIONS. EXCELLENT PROPERTIES OF RESILIENCE, RESISTANCE TO MOISTURE VAPOR AND RELATIVELY LOW GAS TRANSMISSION. OLD PART# QP- |  | 17 | 17 | 23 | 3.8466 | CF | CA | 144 | CA |  | 8 | 540 16 | US | 1 |  | 0 | STND | 30 | AF | IN | IN | IN | LN | WD | HT | P |  |  | O | O | O | O
GS-07F-238AA | QP-GLC-05646 | QORPAK | AMBER VIAL 20ML W/ PP/PTFE CAP CL | QP-GLC-05646 | AMBER VIAL TOP 5 DRM BLACK CAP/ PTFE DISC CLEANED/ CERTIFIED | 20 ML (5 DRAM) AMBER GLASS VIALS WITH A 24-414 WHITE POLYPROPYLENE CAP & PTFE DISC, CLEANED & CERTIFIED FOR VOLATILES LEVEL 3. AMBER VIALS OFFER PROTECTION FROM HARMFUL LIGHT AND UV RAYS FOR LIGHT SENSITIVE PRODUCTS. TYPE I BOROSILICATE GLASS | , PROVIDING EXCEPTIONAL RESISTANCE TO HEAT SHOCK AND CHEMICAL LEACHING. THE GLASS IS NON-POROUS AND HAS NO CATALYTIC AFFECT. BECAUSE THE BORON OXIDE PARTICLES IN THE GLASS ARE SO SMALL, THE SILICATE IS HELD MORE CLOSELY TOGETHER, RESULTING IN A MUCH | STRONGER GLASS FOR YOUR LABORATORY NEEDS. |  | 26 | 26 | 38.5 | 15.0613 | CF | CA | 80 | CA |  | 8 | 540 16 | US | 1 |  | 0 | STND | 30 | AF | IN | IN | IN | LN | WD | HT | P |  |  | O | O | O | O
GS-07F-238AA | QP-GLC-05723 | QORPAK | 1 OZ CLEAR GLASS ROUND DROPPER B | QP-GLC-05723 | CLEAR ROUND DROPPER BOTTLES 1 OZ GLASS DROPPER ASSEMBLY | CLEAR GLASS DROPPER BOTTLE WITH BLACK PHENOLIC HOLE CAP AND 20-400 BLACK POLYPROPYLENE GLASS DROPPER ASSEMBLY ATTACHED. |  |  |  | 6.4 | 5.1 | 7.9 | 0.1492 | CF | CA | 48 | CA |  | 7.5 | 540 11 | US | 1 |  | 0 | STND | 30 | AF | IN | IN | IN | LN | WD | HT | P |  |  | O | O | O | O
GS-07F-238AA | QP-GLC-05724 | QORPAK | 2 OZ CLEAR GLASS ROUND DROPPER B | QP-GLC-05724 | CLEAR ROUND DROPPER BOTTLES 2 OZ GLASS DROPPER ASSEMBLY | CLEAR GLASS DROPPER BOTTLE WITH BLACK PHENOLIC HOLE CAP AND 20-400 BLACK POLYPROPYLENE GLASS DROPPER ASSEMBLY ATTACHED. |  |  |  | 7.5 | 7.2 | 9.1 | 0.2844 | CF | CA | 24 | CA |  | 10 | 540 11 | US | 1 |  | 0 | STND | 30 | AF | IN | IN | IN | LN | WD | HT | P |  |  | O | O | O | O
GS-07F-238AA | QP-GLC-05725 | QORPAK | 2 OZ AMBER GLASS ROUND DROPPER B | QP-GLC-05725 | AMBER ROUND DROPPER BOTTLES 2 OZ GLASS DROPPER ASSEMBLY | 60ML AMBER ROUND DROPPER BOTTLES WITH 20-400 BLACK POLYPROPYLENE GLASS DROPPER ASSEMBLY ATTACHED. ROUND DROPPER BOTTLES ARE SUPPLIED WITH ATTACHED GLASS DROPPER ASSEMBLIES. DROPPER BOTTLES ARE IDEAL FOR DISPENSING SMALL AMOUNTS OF LIQUID. THEY FEATUR | E BLACK POLYPROPYLENE CLOSURES, RUBBER BULBS AND STRAIGHT POINT GLASS DROPPER TUBES. AVAILABLE IN AMBER OR CLEAR GLASS. |  |  | 10.3 | 4.8 | 12.3 | 0.3519 | CF | CA | 24 | CA |  | 10 | 540 11 | US | 1 |  | 0 | STND | 30 | AF | IN | IN | IN | LN | WD | HT | P |  |  | O | O | O | O
GS-07F-238AA | QP-GLC-05726 | QORPAK | 4 OZ CLEAR GLASS ROUND DROPPER | QP-GLC-05726 | CLEAR ROUND DROPPER BOTTLES GLASS DROPPER ASSEMBLY 4 OZ | CLEAR GLASS DROPPER BOTTLE WITH 22-400 BLACK POLYPROPYLENE GLASS DROPPER ASSEMBLY ATTACHED. |  |  |  | 9.6 | 9.6 | 12.3 | 0.656 | CF | CA | 24 | CA |  | 15 | 540 11 | US | 1 |  | 0 | STND | 30 | AF | IN | IN | IN | LN | WD | HT | P |  |  | O | O | O | O
GS-07F-238AA | QP-GLC-05727 | QORPAK | 4 OZ AMBER GLASS ROUND DROPPER | QP-GLC-05727 | AMBER ROUND DROPPER BOTTLES 4 OZ GLASS DROPPER ASSEMBLY | 120ML AMBER ROUND DROPPER BOTTLES WITH 22-400 BLACK POLYPROPYLENE GLASS DROPPER ASSEMBLY ATTACHED. ROUND DROPPER BOTTLES ARE SUPPLIED WITH ATTACHED GLASS DROPPER ASSEMBLIES. DROPPER BOTTLES ARE IDEAL FOR DISPENSING SMALL AMOUNTS OF LIQUID. THEY FEATU | RE BLACK POLYPROPYLENE CLOSURES, RUBBER BULBS AND STRAIGHT POINT GLASS DROPPER TUBES. AVAILABLE IN AMBER OR CLEAR GLASS. |  |  | 14.1 | 7.6 | 10.9 | 0.676 | CF | CA | 24 | CA |  | 7.5 | 540 11 | US | 1 |  | 0 | STND | 30 | AF | IN | IN | IN | LN | WD | HT | P |  |  | O | O | O | O
GS-07F-238AA | QP-GLC-05731 | QORPAK | 128 OZ SAFETY COATED WIDE MOUTH GLASS PA | QP-GLC-05731 | SAFETY COATED WIDE MOUTH GLASS JAR 128 OZ PTFE CAP | DIMENSIONS: 157MM X 256MM WITH A 89-400 NECK FINISH. SAFETY COATED (PLASTIC COATED) CLEAR BOSTON ROUNDS OFFER MAXIMUM VISIBILITY AND SAMPLE INTEGRITY. IF THE GLASS BREAKS, THE PLASTISOL COATING CONTAINS THE SUBSTANCE IN THE BOTTLE LONG ENOUGH TO ALL | W FOR PROPER DISPOSAL. THESE BOTTLES ARE SLIP AND IMPACT RESISTANT, MAKING THEM THE PERFECT BOTTLE FOR HANDLING VOLATILE SUBSTANCES. THE WIDE OPENING ON THESE BOTTLES MAKE THEM THE IDEAL GENERAL PURPOSE BOTTLE FOR SOLID SAMPLING. REDUCE BREAKAGE AND | LAB MISHAPS WITH THE CLEAR PLASTISOL COATING TO PROTECT YOUR EMPLOYEES. ATTACHED GREEN THERMOSET CAPS WITH F217 PTFE LINERS PROVIDE A WIDE RANGE OF CHEMICAL COMPATIBILITY AND TEMPERATURE TOLERANCE. THE FOAM BACKED PTFE RESISTS ATTACK FROM VIRTUALLY |  | 16.2 | 8.4 | 11.3 | 0.8899 | CF | CA | 4 | CA |  | 8 | 540 11 | US | 1 |  | 0 | STND | 30 | AF | IN | IN | IN | LN | WD | HT | P |  |  | O | O | O | O
GS-07F-238AA | QP-GLC-05918 | QORPAK | STRAIGHT SIDED GLASS JAR 6OZ 6 | QP-GLC-05918 | CLEAR GLASS JARS 6 OZ BLACK VINYL CAP | 65X79MM. STRAIGHT SIDED ROUND JAR, 6OZ (180ML) CLEAR WITH 63-400 BLACK PHENOLIC PULP/VINYL LINED CAP ATTACHED. CLEAR / FLINT STRAIGHT SIDED ROUND JARS ARE DESIGNED WITHOUT SHOULDERS FOR MAXIMUM STORAGE CAPACITY AND CONTENT VISIBILITY. ATTACHED BLAC | K PHENOLIC (THERMOSET) CAPS WITH PULP/VINYL LINERS ARE PERFECT FOR GENERAL USE. THE LINER IS A VINYL COATING APPLIED TO HDPE COATED PAPER AND THEN IT IS LAMINATED TO PULPBOARD. THIS GENERAL PURPOSE LINER IS COMMONLY USED | FOR FOOD, BEVERAGE, MEDICAL AND CHEMICAL APPLICATIONS PACKED AT LESS THAN 120 F., INCLUDING MILD ACIDS, ALKALIS, SOLVENTS, ALCOHOLS, OILS AND AQUEOUS PRODUCTS; NOT RECOMMENDED FOR ACTIVE HYDROCARBONS OR BLEACHES. OLD PART# QP-7745, NEW PART# QP-GLC- |  | 12.4 | 12.4 | 10.5 | 0.9343 | CF | CA | 24 | CA |  | 14.4 | 540 11 | US | 1 |  | 0 | STND | 30 | AF | IN | IN | IN | LN | WD | HT | P |  |  | O | O | O | O
GS-07F-238AA | QP-GLC-05919 | QORPAK | STRAIGHT SIDED GLASS JAR 6OZ 6 | QP-GLC-05919 | CLEAR GLASS JARS GREEN PTFE CAP 6 OZ | STRAIGHT SIDED ROUND JAR, 6OZ (180ML) CLEAR WITH 63-400 GREEN THERMOSET F217 & PTFE LINED CAP ATTACHED, 65X79MM. CLEAR / FLINT STRAIGHT SIDED ROUND JARS ARE DESIGNED WITHOUT SHOULDERS FOR MAXIMUM STORAGE CAPACITY AND CONTENT VISIBILITY. ATTACHED GR | EEN THERMOSET (PHENOLIC) ARE KNOWN FOR PROVIDING THE WIDEST RANGE OF CHEMICAL COMPATIBILITY AND FOR BEING THE MOST TEMPERATURE TOLERANT OF PLASTIC CLOSURES. THE COLOR GREEN EASILY IDENTIFIES THE PTFE LINER SYSTEM. FOAM BACKED PTFE LINERS RESIST ATTAC | K FROM VIRTUALLY ALL CHEMICALS AT ROOM TEMPERATURE AND PROVIDES RESILIENCE FOR A TIGHT SEAL WITH A LOW MOISTURE TRANSMISSION RATE. F217 HAS A LOW DENSITY FOAM CORE BETWEEN TWO SOLID LAYERS OF LDPE. USES INCLUDE ANALYTICAL LAB SAMPLES, HIGH PURITY CH |  | 12.4 | 12.4 | 10.5 | 0.9343 | CF | CA | 24 | CA |  | 14.4 | 540 11 | US | 1 |  | 0 | STND | 30 | AF | IN | IN | IN | LN | WD | HT | P |  |  | O | O | O | O
GS-07F-238AA | QP-GLC-05924 | QORPAK | AMBER GLASS JARS 42 OZ AMBER | QP-GLC-05924 | AMBER WIDE MOUTH GLASS BOTTLES 1250ML PTFE CAP | AMBER WIDE MOUTH PACKER, 1250ML, GREEN PTFE LINED CAPS. AMBER PACKERS PROTECT YOUR SAMPLE FROM UV RAYS AND ARE IDEAL FOR LIGHT SENSITIVE PRODUCTS. PACKER BOTTLES ARE IDEAL FOR GENERAL LABORATORY USE FOR LIQUID STORAGE & SAMPLING. THEY FEATURE A ROUND | BODY, ROUNDED SHOULDERS AND WIDE MOUTH OPENING. THESE ENVIRONMENTALLY SENSITIVE BOTTLES HELP ELIMINATE WASTE AND HELP TO INSURE PRODUCT INTEGRITY FOR LONG TERM STORAGE. ATTACHED 70-400 GREEN THERMOSET CAPS WITH F217 PTFE LINERS PROVIDE A WIDE RANGE O | F CHEMICAL COMPATIBILITY AND TEMPERATURE TOLERANCE. THE FOAM BACKED PTFE RESISTS ATTACK FROM VIRTUALLY ALL CHEMICALS AT ROOM TEMPERATURE AND PROVIDES RESILIENCE FOR A TIGHT SEAL. THERMOSET CLOSURES CANNOT BE REMELTED AFTER THEY ARE FORMED. COMMON TH |  | 20.3 | 11.1 | 8.9 | 1.1606 | CF | CA | 6 | CA |  | 15 | 540 11 | US | 1 |  | 0 | STND | 30 | AF | IN | IN | IN | LN | WD | HT | P |  |  | O | O | O | O
GS-07F-238AA | QP-GLC-05926 | QORPAK | GLASS JARS 42 OZ AMBER PACKER | QP-GLC-05926 | AMBER WIDE MOUTH GLASS JAR 1250ML VINYL CAP | AMBER PACKERS PROTECT YOUR SAMPLE FROM UV RAYS AND ARE IDEAL FOR LIGHT SENSITIVE PRODUCTS. PACKER BOTTLES ARE IDEAL FOR GENERAL LABORATORY USE FOR LIQUID STORAGE & SAMPLING. THEY FEATURE A ROUND BODY, ROUNDED SHOULDERS AND WIDE MOUTH OPENING. THESE E | NVIRONMENTALLY SENSITIVE BOTTLES HELP ELIMINATE WASTE AND HELP TO INSURE PRODUCT INTEGRITY FOR LONG TERM STORAGE. ATTACHED 70-400 BLACK PHENOLIC CAPS WITH PULP AND VINYL LINERS ARE PERFECT FOR GENERAL USE. THE LINER IS A VINYL COATING APPLIED | TO HIGH DENSITY POLYETHYLENE COATED PAPER AND THEN IT IS LAMINATED TO PULPBOARD. THIS GENERAL PURPOSE LINER IS COMMONLY USED FOR FOOD, BEVERAGE, MEDICAL AND CHEMICAL APPLICATIONS PACKED AT LESS THAN 120 DEGREES FAHRENHEIT. OLD PART# QP-7737, NEW PAR |  | 8.9 | 8.9 | 18.3 | 0.8389 | CF | CA | 6 | CA |  | 16 | 540 11 | US | 1 |  | 0 | STND | 30 | AF | IN | IN | IN | LN | WD | HT | P |  |  | O | O | O | O
GS-07F-238AA | QP-GLC-05941 | QORPAK | AMBER GLASS JARS 84 OZ AMBER | QP-GLC-05941 | AMBER WIDE MOUTH GLASS BOTTLES 2500ML PTFE CAP | 84OZ (2,500ML) AMBER WIDE MOUTH PACKER WITH 70-400 GREEN THERMOSET AND PTFE CAPS ATTACHED. AMBER PACKERS PROTECT YOUR SAMPLE FROM UV RAYS AND ARE IDEAL FOR LIGHT SENSITIVE PRODUCTS. PACKER BOTTLES ARE IDEAL FOR GENERAL LABORATORY USE FOR LIQUID STORA | GE & SAMPLING. THEY FEATURE A ROUND BODY, ROUNDED SHOULDERS AND WIDE MOUTH OPENING. THESE ENVIRONMENTALLY SENSITIVE BOTTLES HELP ELIMINATE WASTE AND HELP TO INSURE PRODUCT INTEGRITY FOR LONG TERM STORAGE. ATTACHED 70-400 GREEN THERMOSET CAPS WITH F21 | 7 PTFE LINERS PROVIDE A WIDE RANGE OF CHEMICAL COMPATIBILITY AND TEMPERATURE TOLERANCE. THE FOAM BACKED PTFE RESISTS ATTACK FROM VIRTUALLY ALL CHEMICALS AT ROOM TEMPERATURE AND PROVIDES RESILIENCE FOR A TIGHT SEAL. THERMOSET CLOSURES CANNOT BE REMEL |  | 6.3 | 4.3 | 6.9 | 0.1082 | CF | CA | 12 | CA |  | 20 | 540 11 | US | 1 |  | 0 | STND | 30 | AF | IN | IN | IN | LN | WD | HT | P |  |  | O | O | O | O
GS-07F-238AA | QP-GLC-05942 | QORPAK | GLASS JARS 84 OZ AMBER PACKER | QP-GLC-05942 | AMBER WIDE MOUTH GLASS BOTTLES 2500ML VINYL CAP | 84OZ (2,500ML) AMBER WIDE MOUTH PACKER WITH 70-400 BLACK PHENOLIC PULP/VINYL LINED CAP ATTACHED. AMBER PACKERS PROTECT YOUR SAMPLE FROM UV RAYS AND ARE IDEAL FOR LIGHT SENSITIVE PRODUCTS. PACKER BOTTLES ARE IDEAL FOR GENERAL LABORATORY USE FOR LIQUID | STORAGE & SAMPLING. THEY FEATURE A ROUND BODY, ROUNDED SHOULDERS AND WIDE MOUTH OPENING. THESE ENVIRONMENTALLY SENSITIVE BOTTLES HELP ELIMINATE WASTE AND HELP TO INSURE PRODUCT INTEGRITY FOR LONG TERM STORAGE. ATTACHED BLACK PHENOLIC CAPS WITH PULP A | ND VINYL LINERS ARE PERFECT FOR GENERAL USE. THE LINER IS A VINYL COATING APPLIED TO HIGH DENSITY POLYETHYLENE COATED PAPER AND THEN IT IS LAMINATED TO PULPBOARD. THIS GENERAL PURPOSE LINER IS COMMONLY USED FOR FOOD, BEVERAGE, MEDICAL AND CH |  | 7.5 | 7.5 | 6.5 | 0.2116 | CF | CA | 12 | CA |  | 20 | 540 11 | US | 1 |  | 0 | STND | 30 | AF | IN | IN | IN | LN | WD | HT | P |  |  | O | O | O | O
GS-07F-238AA | QP-GLC-06029 | QORPAK | AMBER VIAL 1 DRM PTFE CAP CLEAN CS/144 | QP-GLC-06029 | AMBER VIAL 1 DRM PTFE CAP VACUUM/ IONIZED | 15MM X 45MM NECK SIZE 13-425, FOR LAB SAMPLES, HIGH PURITY CHEMICALS, STRONG ACIDS/ SOLVENTS, AND PHARMACEUTICALS 4 ML (1 DRAM) AMBER BOROSILICATE VIALS, GREEN THERMOSET F217 PTFE LINED CAP, VACUUM & IONIZED. AMBER VIALS OFFER PROTECTION FROM HARMFUL | LIGHT AND UV RAYS FOR LIGHT SENSITIVE PRODUCTS. TYPE I BOROSILICATE GLASS, PROVIDING EXCEPTIONAL RESISTANCE TO HEAT SHOCK AND CHEMICAL LEACHING. THE GLASS IS NON-POROUS AND HAS NO CATALYTIC AFFECT. BECAUSE THE BORON OXIDE PARTICLES IN THE GLA | SS ARE SO SMALL, THE SILICATE IS HELD MORE CLOSELY TOGETHER, RESULTING IN A MUCH STRONGER GLASS FOR YOUR LABORATORY NEEDS. THERMOSET CLOSURES CANNOT BE REMELTED AFTER THEY ARE FORMED. COMMON THERMOSET CAP RESINS INCLUDE UREA, PHENOLIC, AND MELAMINE. |  | 10.3 | 4.8 | 12.3 | 0.3519 | CF | CA | 144 | CA |  | 8 | 540 11 | US | 1 |  | 0 | STND | 30 | AF | IN | IN | IN | LN | WD | HT | P |  |  | O | O | O | O
GS-07F-238AA | QP-GLC-06030 | QORPAK | AMBER VIAL 2 DRM PTFE CAP CLEAN CS/144 | QP-GLC-06030 | AMBER VIAL 2 DRM PTFE CAP VACUUM/ IONIZED | 17MM X 60MM NECK SIZE 15-425, FOR LAB SAMPLES, HIGH PURITY CHEMICALS, STRONG ACIDS/ SOLVENTS, AND PHARMACEUTICALS 7.5 ML (2 DRAM) AMBER BOROSILICATE VIALS, GREEN THERMOSET F217 PTFE LINED CAP, VACUUM & IONIZED. AMBER VIALS PROTECT FROM UV | UL LIGHT AND UV RAYS FOR LIGHT SENSITIVE PRODUCTS. TYPE I BOROSILICATE GLASS, PROVIDING EXCEPTIONAL RESISTANCE TO HEAT SHOCK AND CHEMICAL LEACHING. THE GLASS IS NON-POROUS AND HAS NO CATALYTIC AFFECT. BECAUSE THE BORON OXIDE PARTICLES IN THE | GLASS ARE SO SMALL, THE SILICATE IS HELD MORE CLOSELY TOGETHER, RESULTING IN A MUCH STRONGER GLASS FOR YOUR LABORATORY NEEDS. THERMOSET CLOSURES CANNOT BE REMELTED AFTER THEY ARE FORMED. COMMON THERMOSET CAP RESINS INCLUDE UREA, PHENOLIC, MELAMINE |  | 9.2 | 6.3 | 14.9 | 0.4998 | CF | CA | 144 | CA |  | 8 | 540 11 | US | 1 |  | 0 | STND | 30 | AF | IN | IN | IN | LN | WD | HT | P |  |  | O | O | O | O
GS-07F-238AA | QP-GLC-06031 | QORPAK | AMBER VIAL 4 DRM PTFE CAP CLEAN CS/144 | QP-GLC-06031 | AMBER VIAL 4 DRM PTFE CAP VACUUM/ IONIZED | 15 ML (4 DRAM) AMBER BOROSILICATE VIALS, GREEN THERMOSET F217 PTFE LINED CAP, VACUUM & IONIZED. AMBER VIALS OFFER PROTECTION FROM HARMFUL LIGHT AND UV RAYS FOR LIGHT SENSITIVE PRODUCTS. TYPE I BOROSILICATE GLASS, PROVIDING EXCEPTIONAL RESISTA | NCE TO HEAT SHOCK AND CHEMICAL LEACHING. THE GLASS IS NON-POROUS AND HAS NO CATALYTIC AFFECT. BECAUSE THE BORON OXIDE PARTICLES IN THE GLASS ARE SO SMALL, THE SILICATE IS HELD MORE CLOSELY TOGETHER, RESULTING IN A MUCH STRONGER GLASS FOR YOUR LABORAT | ORY NEEDS. THERMOSET CLOSURES CANNOT BE REMELTED AFTER THEY ARE FORMED. COMMON THERMOSET CAP RESINS INCLUDE UREA, PHENOLIC, AND MELAMINE. |  | 10 | 7.6 | 10.9 | 0.4794 | CF | CA | 144 | CA |  | 8 | 540 11 | US | 1 |  | 0 | STND | 30 | AF | IN | IN | IN | LN | WD | HT | P |  |  | O | O | O | O
GS-07F-238AA | QP-GLC-06545 | QORPAK | TALL STRAIGHT SIDED JAR 8OZ 58 | QP-GLC-06545 | CLEAR TALL GLASS JAR 8 OZ WHITE PE FOAM CAP | TALL STRAIGHT SIDED JAR, 8OZ (240ML) CLEAR WITH 58-400 WHITE PP STURDEESEAL PE FOAM LINED CAP ATTACHED, 57X137MM. CLEAR / FLINT TALL STRAIGHT SIDED ROUND JARS ARE IDEAL FOR SAMPLING AND ARE DESIGNED WITHOUT SHOULDERS TO PROVIDE MAXIMUM STORAGE AND | VISIBILITY. ATTACHED 58-400 POLYPROPYLENE STURDEESEAL PE FOAM LINED CAPS ARE KNOWN FOR GOOD IMPACT STRENGTH, COST EFFECTIVENESS, AND PLIABILITY. THESE POLYPROPYLENE CLOSURES WITH FOAMED POLYETHYLENE LINERS HAVE EXCELLENT SEALING CHARACTERISTICS AND O | FFER GOOD CHEMICAL RESISTANCE INCLUDING ACIDS, ALCOHOLS, ALKALIS, AQUEOUS PRODUCTS, COSMETICS, HOUSEHOLD OILS AND SOLVENTS. |  | 8.3 | 8.3 | 16.9 | 0.6738 | CF | CA | 24 | CA |  | 15 | 540 11 | US | 1 |  | 0 | STND | 30 | AF | IN | IN | IN | LN | WD | HT | P |  |  | O | O | O | O
GS-07F-238AA | QP-GLC-06546 | QORPAK | TALL STRAIGHT SIDED JAR 16OZ 6 | QP-GLC-06546 | CLEAR TALL GLASS JAR 16 OZ WHITE PE FOAM CAP | 69X169MM. TALL STRAIGHT SIDED JAR, 16OZ (480ML) CLEAR WITH 63-400 WHITE PP STURDEESEAL PE FOAM LINED CAP ATTACHED. CLEAR / FLINT TALL STRAIGHT SIDED ROUND JARS ARE IDEAL FOR SAMPLING AND ARE DESIGNED WITHOUT SHOULDERS TO PROVIDE MAXIMUM STORAGE AND | VISIBILITY. ATTACHED 63-400 PP STURDEESEAL PE FOAM LINED CAPS ARE KNOWN FOR GOOD IMPACT STRENGTH, COST EFFECTIVENESS, AND PLIABILITY. THESE POLYPROPYLENE CLOSURES WITH FOAMED POLYETHYLENE LINERS HAVE EXCELLENT SEALING CHARACTERISTICS AND OFFER GOOD C | HEMICAL RESISTANCE INCLUDING ACIDS, ALCOHOLS, ALKALIS, AQUEOUS PRODUCTS, COSMETICS, HOUSEHOLD OILS AND SOLVENTS. |  | 14.1 | 7.6 | 10.9 | 0.676 | CF | CA | 12 | CA |  | 16 | 540 11 | US | 1 |  | 0 | STND | 30 | AF | IN | IN | IN | LN | WD | HT | P |  |  | O | O | O | O
GS-07F-238AA | QP-GLC-06614 | QORPAK | STRAIGHT SIDED GLASS JAR 4OZ 5 | QP-GLC-06614 | CLEAR GLASS JARS 4 OZ WHITE PE FOAM CAP | 60X69MM. STRAIGHT SIDED ROUND JAR, 4OZ (120ML) CLEAR WITH 58-400 WHITE PP STURDEESEAL PE FOAM LINED CAP ATTACHED. CLEAR / FLINT STRAIGHT SIDED ROUND JARS ARE DESIGNED WITHOUT SHOULDERS FOR MAXIMUM STORAGE CAPACITY AND CONTENT VISIBILITY. ATTACHED 5 | 8-400 PP STURDEESEAL PE FOAM LINED CAPS ARE KNOWN FOR GOOD IMPACT STRENGTH, COST EFFECTIVENESS, AND PLIABILITY. THESE POLYPROPYLENE CLOSURES WITH FOAMED POLYETHYLENE LINERS HAVE EXCELLENT SEALING CHARACTERISTICS AND OFFER GOOD CHEMICAL RESISTANCE INC | LUDING ACIDS, ALCOHOLS, ALKALIS, AQUEOUS PRODUCTS, COSMETICS, HOUSEHOLD OILS AND SOLVENTS. |  | 12.4 | 12.4 | 10.5 | 0.9343 | CF | CA | 24 | CA |  | 20 | 540 11 | US | 1 |  | 0 | STND | 30 | AF | IN | IN | IN | LN | WD | HT | P |  |  | O | O | O | O
GS-07F-238AA | QP-GLC-06771 | QORPAK | AMBER GLASS JUG 128OZ PE LIN | QP-GLC-06771 | 4 LITER AMBER GLASS JUG 128 OZ 38-400 BLACK PE CAP | 128OZ (3,840ML, 4L) AMBER GLASS JUG WITH 38-400 BLACK PHENOLIC WITH SOLID PE LINED CAP ATTACHED. 165X297MM. AMBER JUGS PROTECT YOUR SAMPLE FROM UV RAYS AND ARE IDEAL FOR LIGHT SENSITIVE PRODUCTS. THEY FEATURE A ROUND BODY, ROUNDED SHOULDERS AND | SHOULDER LOOP FOR EASY HANDLING. THESE ENVIRONMENTALLY SENSITIVE BOTTLES HELP ELIMINATE WASTE AND HELP TO INSURE PRODUCT INTEGRITY FOR LONG TERM STORAGE. ATTACHED BLACK PHENOLIC SOLID PE LINED CAPS OFFER GOOD CHEMICAL RESISTANCE AND LOW MOISTURE | VAPOR TRANSMISSION RATE. THEY ARE GREAT FOR NAIL POLISH REMOVER AND HIGHER CONCENTRATION ACIDS & ALKALIS. GOOD FOR NON-OIL PRODUCTS FILLED AT ROOM TEMPERATURE. BECAUSE THIS LINING SYSTEM IS PAPERLESS, YOUR SAMPLES WILL NOT BE CONTAMINATED WITH FIBER |  | 14.1 | 7.6 | 10.9 | 0.676 | CF | CA | 4 | CA |  | 33.8 | 540 11 | US | 1 |  | 0 | STND | 30 | AF | IN | IN | IN | LN | WD | HT | P |  |  | O | O | O | O
GS-07F-238AA | QP-GLC-06786 | QORPAK | AMBER VIAL 1/2 DRM PTFE CAP CS/144 | QP-GLC-06786 | AMBER VIAL 1/2 DRM PTFE CAP | AMBER BOROSILICATE VIAL, 12MM X 35MM WITH GREEN 8-425 PTFE-LINED CAPS, FOR LAB SAMPLES, HIGH PURITY CHEMICALS, STRONG ACIDS/ SOLVENTS, AND PHARMACEUTICALS 1.85 ML (1/2 DRAM) AMBER GLASS VIALS, GREEN PTFE-LINED CAPS. AMBER VIALS OFFER PROTECTION FROM | HARMFUL LIGHT AND UV RAYS FOR LIGHT SENSITIVE PRODUCTS. TYPE I BOROSILICATE GLASS, PROVIDING EXCEPTIONAL RESISTANCE TO HEAT SHOCK AND CHEMICAL LEACHING. THE GLASS IS NON-POROUS AND HAS NO CATALYTIC AFFECT. BECAUSE THE BORON OXIDE PARTICLES IN | THE GLASS ARE SO SMALL, THE SILICATE IS HELD MORE CLOSELY TOGETHER, RESULTING IN A MUCH STRONGER GLASS FOR YOUR LABORATORY NEEDS. ATTACHED GREEN THERMOSET CAPS WITH F217 PTFE LINERS PROVIDE A WIDE RANGE OF CHEMICAL COMPATIBILITY AND TEMPERATURE TOLE |  | 8.9 | 8.9 | 18.3 | 0.8389 | CF | CA | 144 | CA |  | 8 | 540 11 | US | 1 |  | 0 | STND | 30 | AF | IN | IN | IN | LN | WD | HT | P |  |  | O | O | O | O
GS-07F-238AA | QP-GLC-06787 | QORPAK | AMBER VIAL 1 DRM PTFE CAP CS/144 | QP-GLC-06787 | AMBER VIAL 1 DRM PTFE CAP | 15MM X 45MM NECK SIZE 13-425, FOR LAB SAMPLES, HIGH PURITY CHEMICALS, STRONG ACIDS/ SOLVENTS, AND PHARMACEUTICALS 4 ML (1 DRAM) AMBER GLASS VIALS, GREEN PTFE-LINED CAPS. AMBER VIALS OFFER PROTECTION FROM HARMFUL LIGHT AND UV RAYS FOR LIGHT SENSITIVE | PRODUCTS. TYPE I BOROSILICATE GLASS, PROVIDING EXCEPTIONAL RESISTANCE TO HEAT SHOCK AND CHEMICAL LEACHING. THE GLASS IS NON-POROUS AND HAS NO CATALYTIC AFFECT. BECAUSE THE BORON OXIDE PARTICLES IN THE GLASS ARE SO SMALL, THE SILICATE IS HELD | MORE CLOSELY TOGETHER, RESULTING IN A MUCH STRONGER GLASS FOR YOUR LABORATORY NEEDS. ATTACHED GREEN THERMOSET CAPS WITH F217 PTFE LINERS PROVIDE A WIDE RANGE OF CHEMICAL COMPATIBILITY AND TEMPERATURE TOLERANCE. THE FOAM BACKED PTFE RESISTS ATTACK |  | 12.9 | 9.1 | 15.9 | 1.0802 | CF | CA | 144 | CA |  | 8 | 540 11 | US | 1 |  | 0 | STND | 30 | AF | IN | IN | IN | LN | WD | HT | P |  |  | O | O | O | O
GS-07F-238AA | QP-GLC-06788 | QORPAK | AMBER VIAL 2 DRM PTFE CAP CS/144 | QP-GLC-06788 | AMBER VIAL 2 DRM PTFE CAP | 17MM X 60MM NECK SIZE 15-425, FOR LAB SAMPLES, HIGH PURITY CHEMICALS, STRONG ACIDS/ SOLVENTS, AND PHARMACEUTICALS 7.5 ML (2 DRAM) AMBER GLASS VIALS, GREEN PTFE-LINED CAPS. AMBER VIALS OFFER PROTECTION FROM HARMFUL LIGHT AND UV | E PRODUCTS. TYPE I BOROSILICATE GLASS, PROVIDING EXCEPTIONAL RESISTANCE TO HEAT SHOCK AND CHEMICAL LEACHING. THE GLASS IS NON-POROUS AND HAS NO CATALYTIC AFFECT. BECAUSE THE BORON OXIDE PARTICLES IN THE GLASS ARE SO SMALL, THE SILICATE IS | D MORE CLOSELY TOGETHER, RESULTING IN A MUCH STRONGER GLASS FOR YOUR LABORATORY NEEDS. ATTACHED GREEN THERMOSET CAPS WITH F217 PTFE LINERS PROVIDE A WIDE RANGE OF CHEMICAL COMPATIBILITY AND TEMPERATURE TOLERANCE. THE FOAM BACKED PTFE RESISTS ATTACK |  | 22.8 | 15.3 | 9.8 | 1.9784 | CF | CA | 144 | CA |  | 8 | 540 11 | US | 1 |  | 0 | STND | 30 | AF | IN | IN | IN | LN | WD | HT | P |  |  | O | O | O | O
GS-07F-238AA | QP-GLC-06789 | QORPAK | AMBER VIAL 4 DRM PTFE CAP CS/144 | QP-GLC-06789 | AMBER VIAL 4 DRM PTFE CAP | 15 ML (4 DRAM) AMBER GLASS VIALS, GREEN PTFE-LINED CAPS. AMBER VIALS OFFER PROTECTION FROM HARMFUL LIGHT AND UV RAYS FOR LIGHT SENSITIVE PRODUCTS. TYPE I BOROSILICATE GLASS, PROVIDING EXCEPTIONAL RESISTANCE TO HEAT SHOCK AND CHEMICAL LEACHING | . THE GLASS IS NON-POROUS AND HAS NO CATALYTIC AFFECT. BECAUSE THE BORON OXIDE PARTICLES IN THE GLASS ARE SO SMALL, THE SILICATE IS HELD MORE CLOSELY TOGETHER, RESULTING IN A MUCH STRONGER GLASS FOR YOUR LABORATORY NEEDS. ATTACHED GREEN THERMOSET CAP | S WITH F217 PTFE LINERS PROVIDE A WIDE RANGE OF CHEMICAL COMPATIBILITY AND TEMPERATURE TOLERANCE. THE FOAM BACKED PTFE RESISTS ATTACK FROM VIRTUALLY ALL CHEMICALS AT ROOM TEMPERATURE AND PROVIDES RESILIENCE FOR A TIGHT SEAL. THERMOSET CLOSURES |  | 12 | 12 | 12 | 1 | CF | CA | 144 | CA |  | 8 | 540 11 | US | 1 |  | 0 | STND | 30 | AF | IN | IN | IN | LN | WD | HT | P |  |  | O | O | O | O
GS-07F-238AA | QP-GLC-07015 | QORPAK | AMBER VIAL. 5 DRM PTFE CAP CLEAN CS/144 | QP-GLC-07015 | AMBER VIAL 1/2 DRM PTFE CAP VACUUM/ IONIZED | 2 ML (1/2 DRAM) AMBER BOROSILICATE VIALS, 8-425 GREEN THERMOSET F217 PTFE LINED CAP, VACUUM & IONIZED. AMBER VIALS OFFER PROTECTION FROM HARMFUL LIGHT AND UV RAYS FOR LIGHT SENSITIVE PRODUCTS. TYPE I BOROSILICATE GLASS, PROVIDING EXCEPTIONAL | RESISTANCE TO HEAT SHOCK AND CHEMICAL LEACHING. THE GLASS IS NON-POROUS AND HAS NO CATALYTIC AFFECT. BECAUSE THE BORON OXIDE PARTICLES IN THE GLASS ARE SO SMALL, THE SILICATE IS HELD MORE CLOSELY TOGETHER, RESULTING IN A MUCH STRONGER GLASS FOR YOUR | LABORATORY NEEDS. THERMOSET CLOSURES CANNOT BE REMELTED AFTER THEY ARE FORMED. COMMON THERMOSET CAP RESINS INCLUDE UREA, PHENOLIC, AND MELAMINE. |  | 12 | 12 | 12 | 1 | CF | CA | 144 | CA |  | 8 | 540 11 | US | 1 |  | 0 | STND | 30 | AF | IN | IN | IN | LN | WD | HT | P |  |  | O | O | O | O
GS-07F-238AA | QP-GLC-07863 | QORPAK | 60ML GLASS VIAL HOLE CAP W | QP-GLC-07863 | GLASS VIAL CLEAR TOP 15 DRM GREEN HOLE CAP/ PTFE/SILCS/72 | 27.5MM X 140MM, 15 DRAM CLEAR BOROSILICATE VIAL WITH ATTACHED 24-410 GREEN PP HOLE CAP & PTFE/SILICONE SEPTA. 60ML (15 DRAM) CLEAR GLASS VIALS OFFER MAXIMUM VISIBILITY. TYPE I BOROSILICATE GLASS, PROVIDING EXCEPTIONAL RESISTANCE TO HEAT SHOCK | LOW CHEMICAL LEACHING. THE GLASS IS NON-POROUS AND HAS NO CATALYTIC AFFECT. BECAUSE THE BORON OXIDE PARTICLES IN THE GLASS ARE SO SMALL, THE SILICATE IS HELD MORE CLOSELY TOGETHER, RESULTING IN A MUCH STRONGER GLASS FOR YOUR LABORATORY NEEDS. | D POLYPROPYLENE HOLE CAPS ARE KNOWN FOR GOOD IMPACT STRENGTH, COST EFFECTIVENESS, AND PLIABILITY. THE PTFE PTFE/SILICONE SEPTA RESISTS CORING AND IS RECOMMENDED WHEN MULTIPLE INJECTIONS ARE REQUIRED. THIS. 125" SEPTA HAS EXCELLENT RESEALING QUALITY |  | 5.1 | 4.6 | 5.5 | 0.0747 | CF | CA | 72 | CA |  | 8 | 540 11 | US | 1 |  | 0 | STND | 30 | AF | IN | IN | IN | LN | WD | HT | P |  |  | O | O | O | O
GS-07F-238AA | QP-GLC-07868 | QORPAK | AMBER VIAL TALL 60ML GREEN | QP-GLC-07868 | AMBER VIAL TOP TALL 15 DRM HOLE CAP CLEANED | 60 ML (15 DRAM) AMBER TALL VIALS, 24-400 GREEN POLYPROPYLENE HOLE CAP WITH PTFE PTFE/SILICONE SEPTA, CLEANED FOR VOLATILES LEVEL 2. AMBER VIALS OFFER PROTECTION FROM HARMFUL LIGHT AND UV RAYS FOR LIGHT SENSITIVE PRODUCTS. TYPE I BOROSILICATE | GLASS, PROVIDING EXCEPTIONAL RESISTANCE TO HEAT SHOCK AND CHEMICAL LEACHING. THE GLASS IS NON-POROUS AND HAS NO CATALYTIC AFFECT. BECAUSE THE BORON OXIDE PARTICLES IN THE GLASS ARE SO SMALL, THE SILICATE IS HELD MORE CLOSELY TOGETHER, RESULTING IN A | MUCH STRONGER GLASS FOR YOUR LABORATORY NEEDS. NOTE: THERE IS A 4-6 WEEK LEAD TIME ON THESE VIALS. |  | 12 | 12 | 12 | 1 | CF | CA | 72 | CA |  | 8 | 540 11 | US | 1 |  | 0 | STND | 30 | AF | IN | IN | IN | LN | WD | HT | P |  |  | O | O | O | O
GS-07F-238AA | QP-GLC-07869 | QORPAK | AMBER VIAL TALL 60ML CLEANED & CERTIFI | QP-GLC-07869 | AMBER VIAL TOP TALL 15 DRM HOLE CAP CLEANED/ CERTIFIED | 60 ML (15 DRAM) AMBER TALL VIALS, 24-400 GREEN POLYPROPYLENE HOLE CAP & PTFE PTFE/SILICONE SEPTA, CLEANED & CERTIFIED FOR VOLATILES LEVEL 3. AMBER VIALS OFFER PROTECTION FROM HARMFUL LIGHT AND UV RAYS FOR LIGHT SENSITIVE PRODUCTS. TYPE I BORO | SILICATE GLASS, PROVIDING EXCEPTIONAL RESISTANCE TO HEAT SHOCK AND CHEMICAL LEACHING. THE GLASS IS NON-POROUS AND HAS NO CATALYTIC AFFECT. BECAUSE THE BORON OXIDE PARTICLES IN THE GLASS ARE SO SMALL, THE SILICATE IS HELD MORE CLOSELY TOGETHER, RESULT | ING IN A MUCH STRONGER GLASS FOR YOUR LABORATORY NEEDS. NOTE: THERE IS A 4-6 WEEK LEAD TIME ON THESE VIALS. |  | 7.5 | 7.2 | 9.1 | 0.2844 | CF | CA | 72 | CA |  | 8 | 540 11 | US | 1 |  | 0 | STND | 30 | AF | IN | IN | IN | LN | WD | HT | P |  |  | O | O | O | O
GS-07F-238AA | QP-GLC-07876 | QORPAK | 60ML GLASS VIAL PTFE LINE | QP-GLC-07876 | GLASS VIAL CLEAR TOP 15 DRM GREEN PTFE CAP | 60ML (15 DRAM) CLEAR GLASS VIALS OFFER MAXIMUM VISIBILITY. TYPE I BOROSILICATE GLASS, PROVIDING EXCEPTIONAL RESISTANCE TO HEAT SHOCK AND CHEMICAL LEACHING. THE GLASS IS NON-POROUS AND HAS NO CATALYTIC AFFECT. BECAUSE THE BORON OXIDE PARTICLES | IN THE GLASS ARE SO SMALL, THE SILICATE IS HELD MORE CLOSELY TOGETHER, RESULTING IN A MUCH STRONGER GLASS FOR YOUR LABORATORY NEEDS. ATTACHED 24-400 GREEN THERMOSET CAPS WITH F217 PTFE LINERS PROVIDE A WIDE RANGE OF CHEMICAL COMPATIBILITY AND TEMPERA | TURE TOLERANCE. THE FOAM BACKED PTFE RESISTS ATTACK FROM VIRTUALLY ALL CHEMICALS AT ROOM TEMPERATURE AND PROVIDES RESILIENCE FOR A TIGHT SEAL. THERMOSET CLOSURES CANNOT BE REMELTED AFTER THEY ARE FORMED. COMMON THERMOSET CAP RESINS INCLUDE UREA, PHE |  | 12 | 12 | 12 | 1 | CF | CA | 72 | CA |  | 8 | 540 11 | US | 1 |  | 0 | STND | 30 | AF | IN | IN | IN | LN | WD | HT | P |  |  | O | O | O | O
GS-07F-238AA | QP-GLC-07877 | QORPAK | 60ML GLASS VIAL BLACK PULP/ | QP-GLC-07877 | GLASS VIAL CLEAR TOP 15 DRM VINYL CAP | 60ML (15 DRAM) CLEAR GLASS VIALS OFFER MAXIMUM VISIBILITY. TYPE I BOROSILICATE GLASS, PROVIDING EXCEPTIONAL RESISTANCE TO HEAT SHOCK AND CHEMICAL LEACHING. THE GLASS IS NON-POROUS AND HAS NO CATALYTIC AFFECT. BECAUSE THE BORON OXIDE PARTICLES | IN THE GLASS ARE SO SMALL, THE SILICATE IS HELD MORE CLOSELY TOGETHER, RESULTING IN A MUCH STRONGER GLASS FOR YOUR LABORATORY NEEDS. ATTACHED 24-400 BLACK THERMOSET (PHENOLIC) CAPS WITH PULP AND VINYL LINERS ARE PERFECT FOR GENERAL USE. THE LINER IS | A VINYL COATING APPLIED TO HIGH DENSITY POLYETHYLENE COATED PAPER AND THEN IT IS LAMINATED TO PULPBOARD. THIS GENERAL PURPOSE LINER IS COMMONLY USED FOR FOOD, BEVERAGE, MEDICAL AND CHEMICAL APPLICATIONS PACKED AT LESS THAN 120 DEGREES FAHREN |  | 9.8 | 5.4 | 10.1 | 0.3093 | CF | CA | 72 | CA |  | 8 | 540 11 | US | 1 |  | 0 | STND | 30 | AF | IN | IN | IN | LN | WD | HT | P |  |  | O | O | O | O
GS-07F-238AA | QP-GLC-07878 | QORPAK | 60ML GLASS VIAL THERMOSET P | QP-GLC-07878 | GLASS VIAL CLEAR TOP 15 DRM POLY CONE CAP | 60ML (15 DRAM) CLEAR GLASS VIALS OFFER MAXIMUM VISIBILITY. TYPE I BOROSILICATE GLASS, PROVIDING EXCEPTIONAL RESISTANCE TO HEAT SHOCK AND CHEMICAL LEACHING. THE GLASS IS NON-POROUS AND HAS NO CATALYTIC AFFECT. BECAUSE THE BORON OXIDE PARTICLES | IN THE GLASS ARE SO SMALL, THE SILICATE IS HELD MORE CLOSELY TOGETHER, RESULTING IN A MUCH STRONGER GLASS FOR YOUR LABORATORY NEEDS. ATTACHED 24-400 BLACK THERMOSET PHENOLIC CAPS WITH POLYSEAL CONE LINERS FORM AN EXCEPTIONALLY TIGHT SEAL AND OFFER A | GOOD CHEMICAL BARRIER. THIS LINER MOLDS ITSELF AROUND THE SEALING AREAS OF THE FINISH AS THE CAP IS SCREWED ON, VIRTUALLY ELIMINATING LEAKAGE, EVAPORATION, CONTAMINATION, BINDING AND BACKING OFF. NOTE: THERE IS A 4 WEEK LEAD TIME ON THESE VIALS. |  | 14.1 | 7.6 | 10.9 | 0.676 | CF | CA | 72 | CA |  | 8 | 540 11 | US | 1 |  | 0 | STND | 30 | AF | IN | IN | IN | LN | WD | HT | P |  |  | O | O | O | O
GS-07F-238AA | QP-GLC-07879 | QORPAK | 60ML GLASS VIAL AUTOCLAVABL | QP-GLC-07879 | GLASS VIAL CLEAR TOP 15 DRM RUBBER CAP | 60ML (15 DRAM) CLEAR GLASS VIALS OFFER MAXIMUM VISIBILITY. TYPE I BOROSILICATE GLASS, PROVIDING EXCEPTIONAL RESISTANCE TO HEAT SHOCK AND CHEMICAL LEACHING. THE GLASS IS NON-POROUS AND HAS NO CATALYTIC AFFECT. BECAUSE THE BORON OXIDE PARTICLES | IN THE GLASS ARE SO SMALL, THE SILICATE IS HELD MORE CLOSELY TOGETHER, RESULTING IN A MUCH STRONGER GLASS FOR YOUR LABORATORY NEEDS. ATTACHED 24-400 BLACK PHENOLIC THERMOSET CAPS WITH 14B WHITE RUBBER LINERS ARE AUTOCLAVABLE. THIS LINER IS FDA APPROV | ED FOR FOOD AND PHARMACEUTICAL APPLICATIONS. EXCELLENT PROPERTIES OF RESILIENCE, RESISTANCE TO MOISTURE VAPOR AND RELATIVELY LOW GAS TRANSMISSION. NOTE: THERE IS A 4 WEEK LEAD TIME ON THESE VIALS. |  | 12 | 12 | 12 | 1 | CF | CA | 72 | CA |  | 8 | 540 16 | US | 1 |  | 0 | STND | 30 | AF | IN | IN | IN | LN | WD | HT | P |  |  | O | O | O | O
GS-07F-238AA | QP-GLC-07881 | QORPAK | 60ML AMBER GLASS VIAL GREEN | QP-GLC-07881 | AMBER VIAL TOP 15 DRM PTFE CAP | 60 ML (15 DRAM) AMBER GLASS VIALS, GREEN PTFE-LINED CAPS. AMBER VIALS OFFER PROTECTION FROM HARMFUL LIGHT AND UV RAYS FOR LIGHT SENSITIVE PRODUCTS. TYPE I BOROSILICATE GLASS, PROVIDING EXCEPTIONAL RESISTANCE TO HEAT SHOCK AND CHEMICAL LEACHIN | G. THE GLASS IS NON-POROUS AND HAS NO CATALYTIC AFFECT. BECAUSE THE BORON OXIDE PARTICLES IN THE GLASS ARE SO SMALL, THE SILICATE IS HELD MORE CLOSELY TOGETHER, RESULTING IN A MUCH STRONGER GLASS FOR YOUR LABORATORY NEEDS. ATTACHED 24-400 GREEN THERM | OSET CAPS WITH F217 PTFE LINERS PROVIDE A WIDE RANGE OF CHEMICAL COMPATIBILITY AND TEMPERATURE TOLERANCE. THE FOAM BACKED PTFE RESISTS ATTACK FROM VIRTUALLY ALL CHEMICALS AT ROOM TEMPERATURE AND PROVIDES RESILIENCE FOR A TIGHT SEAL. THERMOSET CLOSUR |  | 12 | 12 | 12 | 1 | CF | CA | 72 | CA |  | 8 | 540 16 | US | 1 |  | 0 | STND | 30 | AF | IN | IN | IN | LN | WD | HT | P |  |  | O | O | O | O
GS-07F-238AA | QP-GLC-08767 | QORPAK | AMBER VIAL COMP 1/3 DRM PTFE CS/144 | QP-GLC-08767 | AMBER VIAL GLASS COMPOUND 1/3 DRM PTFE CAP | AMBER BOROSILICATE GLASS COMPOUND VIALS, 14.75MM X 22MM, FOR LAB SAMPLES, HIGH PURITY CHEMICALS, STRONG ACIDS/ SOLVENTS, AND PHARMACEUTICALS 1.25 ML (0.33 DRAM) AMBER COMPOUND VIALS, GREEN PTFE LINED CAPS. LOW PROFILE FOR GREATER STABILITY, WIDE MOUT | H FOR EASE OF SAMPLING, THESE AMBER COMPOUND VIALS ARE EXCELLENT FOR SMALL QUANTITIES OF COMPOUNDS. CAPS ARE INCLUDED (NOT ASSEMBLED). 13-425 GREEN THERMOSET (PHENOLIC) ARE KNOWN FOR PROVIDING THE WIDEST RANGE OF CHEMICAL COMPATIBILITY AND FOR BEING | THE MOST TEMPERATURE TOLERANT OF PLASTIC CLOSURES. THE COLOR GREEN EASILY IDENTIFIES THE PTFE LINER SYSTEM. FOAM BACKED PTFE LINERS RESIST ATTACK FROM VIRTUALLY ALL CHEMICALS AT ROOM TEMPERATURE AND PROVIDES RESILIENCE FOR A TIGHT SEAL WITH A LOW MO |  | 12 | 12 | 12 | 1 | CF | CA | 144 | CA |  | 8 | 540 16 | US | 1 |  | 0 | STND | 30 | AF | IN | IN | IN | LN | WD | HT | P |  |  | O | O | O | O
GS-07F-238AA | QP-GLC-08818 | QORPAK | PLASTIC COATED CLEAR GLASS JUG 128OZ (3 | QP-GLC-08818 | SAFETY COATED GLASS JUGS 4L PTFE CAP | 128 OUNCE (3840 ML) SAFETY COATED CLEAR GLASS ACID JUG WITH PTFE LINED CAPS, 166X293MM. SAFETY COATED (PLASTIC COATED) GLASS JUGS OFFER MAXIMUM VISIBILITY AND SAMPLE INTEGRITY. IF THE GLASS BREAKS, THE PLASTISOL COATING CONTAINS THE SUBSTANCE IN TH | E BOTTLE LONG ENOUGH TO ALLOW FOR PROPER DISPOSAL. THESE BOTTLES ARE SLIP AND IMPACT RESISTANT, MAKING THEM THE PERFECT BOTTLE FOR HANDLING VOLATILE SUBSTANCES. THE WIDE OPENING ON THESE BOTTLES MAKE THEM THE IDEAL GENERAL PURPOSE BOTTLE FOR SOLID | . REDUCE BREAKAGE AND LAB MISHAPS WITH THE CLEAR PLASTISOL COATING TO PROTECT YOUR EMPLOYEES. ATTACHED 38-400 GREEN THERMOSET F217 & PTFE LINED CAPS ARE KNOWN FOR PROVIDING THE WIDEST RANGE OF CHEMICAL COMPATIBILITY |  | 9.8 | 4.3 | 4.1 | 0.1 | CF | CA | 4 | CA |  | 11.3 | 540 16 | US | 1 |  | 0 | STND | 30 | AF | IN | IN | IN | LN | WD | HT | P |  |  | O | O | O | O
GS-07F-238AA | QP-PLA-03149 | QORPAK | BOSTON ROUND BOTTLES 1 OZ HDPE | QP-PLA-03149 | HDPE NARROW MOUTH LAB STYLE 1 OZ 20-415 NATURAL LINERLESS CAP | NARROW MOUTH HDPE LAB STYLE BOTTLES ARE SUPPLIED WITH LINERLESS POLYPROPYLENE CAPS. EXCELLENT CHEMICAL RESISTANCE AND THE LEAK RESISTANT CLOSURE MAKE THESE IDEAL FOR STORING, SHIPPING AND PACKAGING LIQUIDS FOR LONG PERIODS. HDPE BOTTLES ARE IDEAL FOR | HIGH-SPEED FILLING, DEMANDING PHARMACEUTICAL SPECIFICATIONS AND THE ROUGH HANDLING OF INTERSTATE SHIPPING. ATTACHED LINERLESS WHITE POLYPROPYLENE CAPS ARE KNOWN FOR GOOD IMPACT STRENGTH, COST EFFECTIVENESS, AND PLIABILITY. STYLE: LAB STYLE BOTTLECAPA | CITY/VOLUME: 1 OUNCE (30 ML) DIMENSIONS: 34X58MMCOLOR: NATURALMATERIAL: HDPENECK FINISH: 20-415ATTACHED CAP: NATURAL POLYPROPYLENE LINERLESS CAP. |  | 6.4 | 5.1 | 7.9 | 0.1492 | CF | CA | 72 | CA |  | 16 | 540 16 | US | 1 |  | 0 | STND | 30 | AF | IN | IN | IN | LN | WD | HT | P |  |  | O | O | O | O
GS-07F-238AA | QP-PLA-03153 | QORPAK | BOSTON ROUND BOTTLES 4 OZ HDPE | QP-PLA-03153 | HDPE NARROW MOUTH LAB STYLE 24-415 NATURAL LINERLESS CAP 4 OZ | NARROW MOUTH HDPE LAB STYLE BOTTLES ARE SUPPLIED WITH LINERLESS POLYPROPYLENE CAPS. EXCELLENT CHEMICAL RESISTANCE AND THE LEAK RESISTANT CLOSURE MAKE THESE IDEAL FOR STORING, SHIPPING AND PACKAGING LIQUIDS FOR LONG PERIODS. HDPE BOTTLES ARE IDEAL FOR | HIGH-SPEED FILLING, DEMANDING PHARMACEUTICAL SPECIFICATIONS AND THE ROUGH HANDLING OF INTERSTATE SHIPPING. ATTACHED LINERLESS WHITE POLYPROPYLENE CAPS ARE KNOWN FOR GOOD IMPACT STRENGTH, COST EFFECTIVENESS, AND PLIABILITY. STYLE: LAB STYLE BOTTLECAPA | CITY/VOLUME: 4 OUNCE (120 ML) DIMENSIONS: 51X98MMCOLOR: NATURALMATERIAL: HDPENECK FINISH: 24-415ATTACHED CAP: NATURAL POLYPROPYLENE LINERLESS CAP. |  | 7.5 | 7.2 | 9.1 | 0.2844 | CF | CA | 72 | CA |  | 16 | 540 16 | US | 1 |  | 0 | STND | 30 | AF | IN | IN | IN | LN | WD | HT | P |  |  | O | O | O | O
GS-07F-238AA | QP-PLA-03155 | QORPAK | BOSTON ROUND BOTTLES 8 OZ HDPE | QP-PLA-03155 | HDPE NARROW MOUTH LAB STYLE 24-415 NATURAL LINERLESS CAP 8 OZ | NARROW MOUTH HDPE LAB STYLE BOTTLES ARE SUPPLIED WITH LINERLESS POLYPROPYLENE CAPS. EXCELLENT CHEMICAL RESISTANCE AND THE LEAK RESISTANT CLOSURE MAKE THESE IDEAL FOR STORING, SHIPPING AND PACKAGING LIQUIDS FOR LONG PERIODS. HDPE BOTTLES ARE IDEAL FOR | HIGH-SPEED FILLING, DEMANDING PHARMACEUTICAL SPECIFICATIONS AND THE ROUGH HANDLING OF INTERSTATE SHIPPING. ATTACHED LINERLESS WHITE POLYPROPYLENE CAPS ARE KNOWN FOR GOOD IMPACT STRENGTH, COST EFFECTIVENESS, AND PLIABILITY. STYLE: LAB STYLE BOTTLECAPA | CITY/VOLUME: 8 OUNCE (240 ML) DIMENSIONS: 61X131MMCOLOR: NATURALMATERIAL: HDPENECK FINISH: 24-415ATTACHED CAP: NATURAL POLYPROPYLENE LINERLESS CAP. |  | 10 | 7.6 | 10.9 | 0.4794 | CF | CA | 72 | CA |  | 16 | 540 16 | US | 1 |  | 0 | STND | 30 | AF | IN | IN | IN | LN | WD | HT | P |  |  | O | O | O | O
GS-07F-238AA | QP-PLA-03157 | QORPAK | BOSTON ROUND BOTTLES 16 OZ HDPE | QP-PLA-03157 | HDPE NARROW MOUTH LAB STYLE 16 OZ 28-415 NATURAL LINERLESS CAP | NARROW MOUTH HDPE LAB STYLE BOTTLES ARE SUPPLIED WITH LINERLESS POLYPROPYLENE CAPS. EXCELLENT CHEMICAL RESISTANCE AND THE LEAK RESISTANT CLOSURE MAKE THESE IDEAL FOR STORING, SHIPPING AND PACKAGING LIQUIDS FOR LONG PERIODS. HDPE BOTTLES ARE IDEAL FOR | HIGH-SPEED FILLING, DEMANDING PHARMACEUTICAL SPECIFICATIONS AND THE ROUGH HANDLING OF INTERSTATE SHIPPING. ATTACHED LINERLESS WHITE POLYPROPYLENE CAPS ARE KNOWN FOR GOOD IMPACT STRENGTH, COST EFFECTIVENESS, AND PLIABILITY. STYLE: LAB STYLE BOTTLECAPA | CITY/VOLUME: 16 OUNCE (480 ML) DIMENSIONS: 73X168MMCOLOR: NATURALMATERIAL: HDPENECK FINISH: 28-415ATTACHED CAP: NATURAL POLYPROPYLENE LINERLESS CAP. |  | 10 | 7.6 | 10.9 | 0.4794 | CF | CA | 48 | CA |  | 16 | 540 16 | US | 1 |  | 0 | STND | 30 | AF | IN | IN | IN | LN | WD | HT | P |  |  | O | O | O | O
GS-07F-238AA | QP-PLA-03159 | QORPAK | BOSTON ROUND BOTTLES 32 OZ HDPE | QP-PLA-03159 | HDPE NARROW MOUTH LAB STYLE 38-430 NATURAL LINERLESS CAP 32 OZ | NARROW MOUTH HDPE LAB STYLE BOTTLES ARE SUPPLIED WITH LINERLESS POLYPROPYLENE CAPS. EXCELLENT CHEMICAL RESISTANCE AND THE LEAK RESISTANT CLOSURE MAKE THESE IDEAL FOR STORING, SHIPPING AND PACKAGING LIQUIDS FOR LONG PERIODS. HDPE BOTTLES ARE IDEAL FOR | HIGH-SPEED FILLING, DEMANDING PHARMACEUTICAL SPECIFICATIONS AND THE ROUGH HANDLING OF INTERSTATE SHIPPING. ATTACHED LINERLESS WHITE POLYPROPYLENE CAPS ARE KNOWN FOR GOOD IMPACT STRENGTH, COST EFFECTIVENESS, AND PLIABILITY. STYLE: LAB STYLE BOTTLECAPA | CITY/VOLUME: 32 OUNCE (960 ML) DIMENSIONS: 91X213MMCOLOR: NATURALMATERIAL: HDPENECK FINISH: 38-430ATTACHED CAP: NATURAL POLYPROPYLENE LINERLESS CAP. |  | 6.3 | 4.3 | 6.9 | 0.1082 | CF | CA | 24 | CA |  | 16 | 540 16 | US | 1 |  | 0 | STND | 30 | AF | IN | IN | IN | LN | WD | HT | P |  |  | O | O | O | O
GS-07F-238AA | QP-PLA-03168 | QORPAK | 1 OZ WIDE MOUTH BOTTLE HDPE 28- | QP-PLA-03168 | HDPE WIDE MOUTH LAB STYLE 1 OZ 28-415 NATURAL LINERLESS CAP | WIDE MOUTH HDPE LAB STYLE BOTTLES ARE SUPPLIED WITH LINERLESS POLYPROPYLENE CAPS. EXCELLENT CHEMICAL RESISTANCE AND THE LEAK RESISTANT CLOSURE MAKE THESE IDEAL FOR STORING, SHIPPING AND PACKAGING LIQUIDS FOR LONG PERIODS. HDPE BOTTLES ARE IDEAL FOR H | IGH-SPEED FILLING, DEMANDING PHARMACEUTICAL SPECIFICATIONS AND THE ROUGH HANDLING OF INTERSTATE SHIPPING. ATTACHED LINERLESS WHITE POLYPROPYLENE CAPS ARE KNOWN FOR GOOD IMPACT STRENGTH, COST EFFECTIVENESS, AND PLIABILITY. STYLE: LAB STYLE BOTTLECAPAC | ITY/VOLUME: 1 OUNCE (30 ML) DIMENSIONS: 34X60MMCOLOR: NATURALMATERIAL: HDPENECK FINISH: 28-415ATTACHED CAP: NATURAL POLYPROPYLENE LINERLESS CAP. |  | 6.4 | 5.1 | 7.9 | 0.1492 | CF | CA | 72 | CA |  | 16 | 540 16 | US | 1 |  | 0 | STND | 30 | AF | IN | IN | IN | LN | WD | HT | P |  |  | O | O | O | O
GS-07F-238AA | QP-PLA-03170 | QORPAK | 2 OZ WIDE MOUTH BOTTLE HDPE 28- | QP-PLA-03170 | HDPE WIDE MOUTH LAB STYLE 28-415 NATURAL LINERLESS CAP 2 OZ | WIDE MOUTH HDPE LAB STYLE BOTTLES ARE SUPPLIED WITH LINERLESS POLYPROPYLENE CAPS. EXCELLENT CHEMICAL RESISTANCE AND THE LEAK RESISTANT CLOSURE MAKE THESE IDEAL FOR STORING, SHIPPING AND PACKAGING LIQUIDS FOR LONG PERIODS. HDPE BOTTLES ARE IDEAL FOR H | IGH-SPEED FILLING, DEMANDING PHARMACEUTICAL SPECIFICATIONS AND THE ROUGH HANDLING OF INTERSTATE SHIPPING. ATTACHED LINERLESS WHITE POLYPROPYLENE CAPS ARE KNOWN FOR GOOD IMPACT STRENGTH, COST EFFECTIVENESS, AND PLIABILITY. STYLE: LAB STYLE BOTTLECAPAC | ITY/VOLUME: 2 OUNCE (60 ML) DIMENSIONS: 39X83MMCOLOR: NATURALMATERIAL: HDPENECK FINISH: 28-415ATTACHED CAP: NATURAL POLYPROPYLENE LINERLESS CAP. |  | 7.5 | 7.2 | 9.1 | 0.2844 | CF | CA | 72 | CA |  | 16 | 540 16 | US | 1 |  | 0 | STND | 30 | AF | IN | IN | IN | LN | WD | HT | P |  |  | O | O | O | O
GS-07F-238AA | QP-PLA-03172 | QORPAK | 4 OZ WIDE MOUTH BOTTLE HDPE 38 | QP-PLA-03172 | HDPE WIDE MOUTH LAB STYLE 38-415 NATURAL LINERLESS CAP 4 OZ | WIDE MOUTH HDPE LAB STYLE BOTTLES ARE SUPPLIED WITH LINERLESS POLYPROPYLENE CAPS. EXCELLENT CHEMICAL RESISTANCE AND THE LEAK RESISTANT CLOSURE MAKE THESE IDEAL FOR STORING, SHIPPING AND PACKAGING LIQUIDS FOR LONG PERIODS. HDPE BOTTLES ARE IDEAL FOR H | IGH-SPEED FILLING, DEMANDING PHARMACEUTICAL SPECIFICATIONS AND THE ROUGH HANDLING OF INTERSTATE SHIPPING. ATTACHED LINERLESS WHITE POLYPROPYLENE CAPS ARE KNOWN FOR GOOD IMPACT STRENGTH, COST EFFECTIVENESS, AND PLIABILITY. STYLE: LAB STYLE BOTTLECAPAC | ITY/VOLUME: 4 OUNCE (120 ML) DIMENSIONS: 51X96MMCOLOR: NATURALMATERIAL: HDPENECK FINISH: 38-415ATTACHED CAP: NATURAL POLYPROPYLENE LINERLESS CAP. |  | 10 | 7.6 | 10.9 | 0.4794 | CF | CA | 72 | CA |  | 16 | 540 16 | US | 1 |  | 0 | STND | 30 | AF | IN | IN | IN | LN | WD | HT | P |  |  | O | O | O | O
GS-07F-238AA | QP-PLA-03174 | QORPAK | 8 OZ WIDE MOUTH BOTTLE HDPE 43 | QP-PLA-03174 | HDPE WIDE MOUTH LAB STYLE 43-415 NATURAL LINERLESS CAP 8 OZ | WIDE MOUTH HDPE LAB STYLE BOTTLES ARE SUPPLIED WITH LINERLESS POLYPROPYLENE CAPS. EXCELLENT CHEMICAL RESISTANCE AND THE LEAK RESISTANT CLOSURE MAKE THESE IDEAL FOR STORING, SHIPPING AND PACKAGING LIQUIDS FOR LONG PERIODS. HDPE BOTTLES ARE IDEAL FOR H | IGH-SPEED FILLING, DEMANDING PHARMACEUTICAL SPECIFICATIONS AND THE ROUGH HANDLING OF INTERSTATE SHIPPING. ATTACHED LINERLESS WHITE POLYPROPYLENE CAPS ARE KNOWN FOR GOOD IMPACT STRENGTH, COST EFFECTIVENESS, AND PLIABILITY. STYLE: LAB STYLE BOTTLECAPAC | ITY/VOLUME: 8 OUNCE (240 ML) DIMENSIONS: 61X127MMCOLOR: NATURALMATERIAL: HDPENECK FINISH: 43-415ATTACHED CAP: NATURAL POLYPROPYLENE LINERLESS CAP. |  | 15.7 | 11.3 | 10.6 | 1.0883 | CF | CA | 72 | CA |  | 16 | 540 16 | US | 1 |  | 0 | STND | 30 | AF | IN | IN | IN | LN | WD | HT | P |  |  | O | O | O | O
GS-07F-238AA | QP-PLA-03176 | QORPAK | 16 OZ WIDE MOUTH BOTTLE HDPE 5 | QP-PLA-03176 | HDPE WIDE MOUTH LAB STYLE 16 OZ 53-415 NATURAL LINERLESS CAP | WIDE MOUTH HDPE LAB STYLE BOTTLES ARE SUPPLIED WITH LINERLESS POLYPROPYLENE CAPS. EXCELLENT CHEMICAL RESISTANCE AND THE LEAK RESISTANT CLOSURE MAKE THESE IDEAL FOR STORING, SHIPPING AND PACKAGING LIQUIDS FOR LONG PERIODS. HDPE BOTTLES ARE IDEAL FOR H | IGH-SPEED FILLING, DEMANDING PHARMACEUTICAL SPECIFICATIONS AND THE ROUGH HANDLING OF INTERSTATE SHIPPING. ATTACHED LINERLESS WHITE POLYPROPYLENE CAPS ARE KNOWN FOR GOOD IMPACT STRENGTH, COST EFFECTIVENESS, AND PLIABILITY. STYLE: LAB STYLE BOTTLECAPAC | ITY/VOLUME: 16 OUNCE (480 ML) DIMENSIONS: 73X164MMCOLOR: NATURALMATERIAL: HDPENECK FINISH: 53-415ATTACHED CAP: NATURAL POLYPROPYLENE LINERLESS CAP. |  | 12 | 12 | 12 | 1 | CF | CA | 48 | CA |  | 16 | 540 16 | US | 1 |  | 0 | STND | 30 | AF | IN | IN | IN | LN | WD | HT | P |  |  | O | O | O | O
GS-07F-238AA | QP-PLA-03178 | QORPAK | 32 OZ WIDE MOUTH BOTTLE HDPE 6 | QP-PLA-03178 | HDPE WIDE MOUTH LAB STYLE 63-415 UNLINED CAP 32 OZ | WIDE MOUTH HDPE LAB STYLE BOTTLES ARE SUPPLIED WITH LINERLESS POLYPROPYLENE CAPS. EXCELLENT CHEMICAL RESISTANCE AND THE LEAK RESISTANT CLOSURE MAKE THESE IDEAL FOR STORING, SHIPPING AND PACKAGING LIQUIDS FOR LONG PERIODS. HDPE BOTTLES ARE IDEAL FOR H | IGH-SPEED FILLING, DEMANDING PHARMACEUTICAL SPECIFICATIONS AND THE ROUGH HANDLING OF INTERSTATE SHIPPING. ATTACHED LINERLESS WHITE POLYPROPYLENE CAPS ARE KNOWN FOR GOOD IMPACT STRENGTH, COST EFFECTIVENESS, AND PLIABILITY. STYLE: LAB STYLE BOTTLECAPAC | ITY/VOLUME: 32 OUNCE (960 ML) DIMENSIONS: 91X195MMCOLOR: NATURALMATERIAL: HDPENECK FINISH: 63-415ATTACHED CAP: NATURAL POLYPROPYLENE LINERLESS CAP. |  | 20.7 | 15.3 | 14.1 | 2.5843 | CF | CA | 24 | CA |  | 16 | 540 16 | US | 1 |  | 0 | STND | 30 | AF | IN | IN | IN | LN | WD | HT | P |  |  | O | O | O | O
GS-07F-238AA | QP-PLA-03245 | QORPAK | 128 OZ WHITE HDPE F-STYLE JUG | QP-PLA-03245 | WHITE HDPE F-STYLE JUG 128 OZ 38-400 NECK FINISH JUG ONLY | WHITE HDPE F-STYLE JUGS ARE IDEAL FOR ENVIRONMENTAL APPLICATIONS. THE MOLDED PANEL ALLOWS FOR EASY LABEL APPLICATION. THESE HDPE JUGS PROVIDE AN EXCELLENT MOISTURE BARRIER AND ARE IMPACT RESISTANT. THEY ARE IDEAL FOR HIGH-SPEED FILLING, DEMANDING PHA | RMACEUTICAL SPECIFICATIONS AND THE ROUGH HANDLING OF INTERSTATE SHIPPING. SPACE SAVING RECTANGULAR SHAPE. PURCHASE CLOSURES SEPARATELY. OLD PART# QP-3073, NEW PART# QP-PLA-03245. |  |  | 15.7 | 11.3 | 10.6 | 1.0883 | CF | CA | 6 | CA |  | 16 | 540 16 | US | 1 |  | 0 | STND | 30 | AF | IN | IN | IN | LN | WD | HT | P |  |  | O | O | O | O
GS-07F-238AA | QP-PLA-03248 | QORPAK | 16 OZ WHITE HDPE F-STYLE JUG (N | QP-PLA-03248 | WHITE HDPE F-STYLE JUG 16 OZ 33-400 NECK FINISH | WHITE HDPE F-STYLE JUGS ARE IDEAL FOR ENVIRONMENTAL APPLICATIONS. THE MOLDED PANEL ALLOWS FOR EASY LABEL APPLICATION. THESE HDPE JUGS PROVIDE AN EXCELLENT MOISTURE BARRIER AND ARE IMPACT RESISTANT. THEY ARE IDEAL FOR HIGH-SPEED FILLING, DEMANDING PHA | RMACEUTICAL SPECIFICATIONS AND THE ROUGH HANDLING OF INTERSTATE SHIPPING. SPACE SAVING RECTANGULAR SHAPE. PURCHASE CLOSURES SEPARATELY. PLEASE NOTE: THIS ITEM IS OVERSIZED AND HAS A BILLABLE WEIGHT (SHIP WEIGHT) HIGHER THAN ITS ACTUAL WEIGHT. OLD PAR | T# QP-3070, NEW PART# QP-PLA-03248. |  | 7.9 | 7.9 | 10.6 | 0.3828 | CF | CA | 240 | CA |  | 16 | 540 11 | US | 1 |  | 0 | STND | 30 | AF | IN | IN | IN | LN | WD | HT | P |  |  | O | O | O | O
GS-07F-238AA | QP-PLA-03249 | QORPAK | F-STYLE JUG HDPE NO-CAP 32OZ CS/120 | QP-PLA-03249 | WHITE HDPE F-STYLE JUG 33-400 NECK FINISH JUG ONLY 32 OZ | WHITE HDPE F-STYLE JUGS ARE IDEAL FOR ENVIRONMENTAL APPLICATIONS. THE MOLDED PANEL ALLOWS FOR EASY LABEL APPLICATION. THESE HDPE JUGS PROVIDE AN EXCELLENT MOISTURE BARRIER AND ARE IMPACT RESISTANT. THEY ARE IDEAL FOR HIGH-SPEED FILLING, DEMANDING PHA | RMACEUTICAL SPECIFICATIONS AND THE ROUGH HANDLING OF INTERSTATE SHIPPING. SPACE SAVING RECTANGULAR SHAPE. PURCHASE CLOSURES SEPARATELY. PLEASE NOTE: THIS ITEM IS OVERSIZED AND HAS A BILLABLE WEIGHT (SHIP WEIGHT) HIGHER THAN ITS ACTUAL WEIGHT. OLD PAR | T# QP-3071, NEW PART# QP-PLA-03249. |  | 11.3 | 8.3 | 10.4 | 0.5645 | CF | CA | 120 | CA |  | 16 | 540 11 | US | 1 |  | 0 | STND | 30 | AF | IN | IN | IN | LN | WD | HT | P |  |  | O | O | O | O
GS-07F-238AA | QP-PLA-03250 | QORPAK | 64 OZ WHITE HDPE F-STYLE JUG (NO C | QP-PLA-03250 | WHITE HDPE F-STYLE JUG 38-400 NECK FINISH JUG ONLY 64 OZ | WHITE HDPE F-STYLE JUGS ARE IDEAL FOR ENVIRONMENTAL APPLICATIONS. THE MOLDED PANEL ALLOWS FOR EASY LABEL APPLICATION. THESE HDPE JUGS PROVIDE AN EXCELLENT MOISTURE BARRIER AND ARE IMPACT RESISTANT. THEY ARE IDEAL FOR HIGH-SPEED FILLING, DEMANDING PHA | RMACEUTICAL SPECIFICATIONS AND THE ROUGH HANDLING OF INTERSTATE SHIPPING. SPACE SAVING RECTANGULAR SHAPE. PURCHASE CLOSURES SEPARATELY. PLEASE NOTE: THIS ITEM IS OVERSIZED AND HAS A BILLABLE WEIGHT (SHIP WEIGHT) HIGHER THAN ITS ACTUAL WEIGHT. OLD PAR | T# QP-3072, NEW PART# QP-PLA-03250. |  | 20.3 | 11.1 | 8.9 | 1.1606 | CF | CA | 60 | CA |  | 16 | 540 11 | US | 1 |  | 0 | STND | 30 | AF | IN | IN | IN | LN | WD | HT | P |  |  | O | O | O | O
GS-07F-238AA | QP-PLC-03434 | QORPAK | PLASTIC PHARMACEUTICAL BOTTLES 16 OZ (4 | QP-PLC-03434 | HDPE CYLINDER BOTTLES 16 OZ 28-400 WHITE FOAM CAP | 16 OUNCE (480 ML) NATURAL HDPE CYLINDER, 28-400 WHITE POLYPROPYLENE STURDEESEAL PE FOAM LINED CAP ATTACHED NATURAL HDPE COMMERCIAL CYLINDER BOTTLES ARE TRANSLUCENT AND IMPACT RESISTANT. THEY PROVIDE AN EXCELLENT MOISTURE BARRIER. | APPLICATIONS. NARROW MOUTH CYLINDERS ARE PERFECT FOR HANDLING LIQUID SAMPLES IN THE LAB. THE SHOULDER STYLE ALLOWS YOU TO POUR SMALL QUANTITIES WITHOUT SPILLING. HDPE BOTTLES ARE IDEAL FOR HIGH-SPEED FILLING, DEMANDING PHARMACEUTICAL SPECIFICATION | NS AND THE ROUGH HANDLING OF INTERSTATE SHIPPING. ATTACHED PP STURDEESEAL PE FOAM LINED CAPS ARE KNOWN FOR GOOD IMPACT STRENGTH, COST EFFECTIVENESS, AND PLIABILITY. THESE POLYPROPYLENE CLOSURES WITH FOAMED POLYETHYLENE LINERS HAVE EXCELLENT SEALING |  | 18.9 | 12.8 | 13.8 | 1.932 | CF | CA | 24 | CA |  | 8 | 540 11 | US | 1 |  | 0 | STND | 30 | AF | IN | IN | IN | LN | WD | HT | P |  |  | O | O | O | O
GS-07F-238AA | QP-PLC-03469 | QORPAK | 2 OZ HDPE WIDE MOUTH OBLONG BOTTL | QP-PLC-03469 | HDPE WIDE MOUTH OBLONG 33-400 WHITE FOAM CAP 60ML | NATURAL HDPE WIDE MOUTH OBLONG BOTTLES OFFER A SPACE SAVING DESIGN FOR THE WORKBENCH. THESE BOTTLES FEATURE A WIDE MOUTH OPENING, IDEAL FOR SAMPLING SOLIDS AND POWDERS. HDPE PROVIDES AN EXCELLENT MOISTURE BARRIER AND ARE IMPACT RESISTANT. THEY ARE ID | EAL FOR HIGH-SPEED FILLING, DEMANDING PHARMACEUTICAL SPECIFICATIONS AND THE ROUGH HANDLING OF INTERSTATE SHIPPING. ATTACHED PP STURDEESEAL PE FOAM LINED CAPS ARE KNOWN FOR GOOD IMPACT STRENGTH, COST EFFECTIVENESS, AND PLIABILITY. THESE POLYPROPYLENE | CLOSURES WITH FOAMED POLYETHYLENE LINERS HAVE EXCELLENT SEALING CHARACTERISTICS AND OFFER GOOD CHEMICAL RESISTANCE INCLUDING ACIDS, ALCOHOLS, ALKALIS, AQUEOUS PRODUCTS, COSMETICS, HOUSEHOLD OILS AND SOLVENTS. STYLE: OBLONG BOTTLECAPACITY/VOLUME: 2 O |  | 21.8 | 12.8 | 12.4 | 2.0024 | CF | CA | 48 | CA |  | 8 | 540 11 | US | 1 |  | 0 | STND | 30 | AF | IN | IN | IN | LN | WD | HT | P |  |  | O | O | O | O
GS-07F-238AA | QP-PLC-03473 | QORPAK | 4.2 OZ HDPE WIDE MOUTH OBLONG BO | QP-PLC-03473 | HDPE WIDE MOUTH OBLONG 125ML 38-400 WHITE FOAM CAP | NATURAL HDPE WIDE MOUTH OBLONG BOTTLES OFFER A SPACE SAVING DESIGN FOR THE WORKBENCH. THESE BOTTLES FEATURE A WIDE MOUTH OPENING, IDEAL FOR SAMPLING SOLIDS AND POWDERS. HDPE PROVIDES AN EXCELLENT MOISTURE BARRIER AND ARE IMPACT RESISTANT. THEY ARE ID | EAL FOR HIGH-SPEED FILLING, DEMANDING PHARMACEUTICAL SPECIFICATIONS AND THE ROUGH HANDLING OF INTERSTATE SHIPPING. ATTACHED PP STURDEESEAL PE FOAM LINED CAPS ARE KNOWN FOR GOOD IMPACT STRENGTH, COST EFFECTIVENESS, AND PLIABILITY. THESE POLYPROPYLENE | CLOSURES WITH FOAMED POLYETHYLENE LINERS HAVE EXCELLENT SEALING CHARACTERISTICS AND OFFER GOOD CHEMICAL RESISTANCE INCLUDING ACIDS, ALCOHOLS, ALKALIS, AQUEOUS PRODUCTS, COSMETICS, HOUSEHOLD OILS AND SOLVENTS. STYLE: OBLONG BOTTLECAPACITY/VOLUME: 4.2 |  | 18.9 | 12.8 | 13.8 | 1.932 | CF | CA | 48 | CA |  | 8 | 540 11 | US | 1 |  | 0 | STND | 30 | AF | IN | IN | IN | LN | WD | HT | P |  |  | O | O | O | O
GS-07F-238AA | QP-PLC-03477 | QORPAK | 8.5 OZ HDPE WIDE MOUTH OBLONG BO | QP-PLC-03477 | HDPE WIDE MOUTH OBLONG 250ML 43-400 WHITE FOAM CAP | NATURAL HDPE WIDE MOUTH OBLONG BOTTLES OFFER A SPACE SAVING DESIGN FOR THE WORKBENCH. THESE BOTTLES FEATURE A WIDE MOUTH OPENING, IDEAL FOR SAMPLING SOLIDS AND POWDERS. HDPE PROVIDES AN EXCELLENT MOISTURE BARRIER AND ARE IMPACT RESISTANT. THEY ARE ID | EAL FOR HIGH-SPEED FILLING, DEMANDING PHARMACEUTICAL SPECIFICATIONS AND THE ROUGH HANDLING OF INTERSTATE SHIPPING. ATTACHED PP STURDEESEAL PE FOAM LINED CAPS ARE KNOWN FOR GOOD IMPACT STRENGTH, COST EFFECTIVENESS, AND PLIABILITY. THESE POLYPROPYLENE | CLOSURES WITH FOAMED POLYETHYLENE LINERS HAVE EXCELLENT SEALING CHARACTERISTICS AND OFFER GOOD CHEMICAL RESISTANCE INCLUDING ACIDS, ALCOHOLS, ALKALIS, AQUEOUS PRODUCTS, COSMETICS, HOUSEHOLD OILS AND SOLVENTS. STYLE: OBLONG BOTTLECAPACITY/VOLUME: 8.5 |  | 21.8 | 12.8 | 12.4 | 2.0024 | CF | CA | 48 | CA |  | 8 | 540 11 | US | 1 |  | 0 | STND | 30 | AF | IN | IN | IN | LN | WD | HT | P |  |  | O | O | O | O
GS-07F-238AA | QP-PLC-03482 | QORPAK | 16 OZ HDPE WIDE MOUTH OBLONG BOT | QP-PLC-03482 | HDPE WIDE MOUTH OBLONG 43-400 WHITE FOAM CAP 500ML | NATURAL HDPE WIDE MOUTH OBLONG BOTTLES OFFER A SPACE SAVING DESIGN FOR THE WORKBENCH. THESE BOTTLES FEATURE A WIDE MOUTH OPENING, IDEAL FOR SAMPLING SOLIDS AND POWDERS. HDPE PROVIDES AN EXCELLENT MOISTURE BARRIER AND ARE IMPACT RESISTANT. THEY ARE ID | EAL FOR HIGH-SPEED FILLING, DEMANDING PHARMACEUTICAL SPECIFICATIONS AND THE ROUGH HANDLING OF INTERSTATE SHIPPING. ATTACHED PP STURDEESEAL PE FOAM LINED CAPS ARE KNOWN FOR GOOD IMPACT STRENGTH, COST EFFECTIVENESS, AND PLIABILITY. THESE POLYPROPYLENE | CLOSURES WITH FOAMED POLYETHYLENE LINERS HAVE EXCELLENT SEALING CHARACTERISTICS AND OFFER GOOD CHEMICAL RESISTANCE INCLUDING ACIDS, ALCOHOLS, ALKALIS, AQUEOUS PRODUCTS, COSMETICS, HOUSEHOLD OILS AND SOLVENTS. STYLE: OBLONG BOTTLECAPACITY/VOLUME: 16 |  | 18.9 | 12.8 | 13.8 | 1.932 | CF | CA | 24 | CA |  | 8 | 540 11 | US | 1 |  | 0 | STND | 30 | AF | IN | IN | IN | LN | WD | HT | P |  |  | O | O | O | O
GS-07F-238AA | QP-PLC-03488 | QORPAK | 33 OZ HDPE WIDE MOUTH OBLONG B | QP-PLC-03488 | HDPE WIDE MOUTH OBLONG 1000ML 53-400 WHITE FOAM CAP | NATURAL HDPE WIDE MOUTH OBLONG BOTTLES OFFER A SPACE SAVING DESIGN FOR THE WORKBENCH. THESE BOTTLES FEATURE A WIDE MOUTH OPENING, IDEAL FOR SAMPLING SOLIDS AND POWDERS. HDPE PROVIDES AN EXCELLENT MOISTURE BARRIER AND ARE IMPACT RESISTANT. THEY ARE ID | EAL FOR HIGH-SPEED FILLING, DEMANDING PHARMACEUTICAL SPECIFICATIONS AND THE ROUGH HANDLING OF INTERSTATE SHIPPING. ATTACHED PP STURDEESEAL PE FOAM LINED CAPS ARE KNOWN FOR GOOD IMPACT STRENGTH, COST EFFECTIVENESS, AND PLIABILITY. THESE POLYPROPYLENE | CLOSURES WITH FOAMED POLYETHYLENE LINERS HAVE EXCELLENT SEALING CHARACTERISTICS AND OFFER GOOD CHEMICAL RESISTANCE INCLUDING ACIDS, ALCOHOLS, ALKALIS, AQUEOUS PRODUCTS, COSMETICS, HOUSEHOLD OILS AND SOLVENTS. STYLE: OBLONG BOTTLECAPACITY/VOLUME: 33 |  | 7.9 | 7.9 | 10.6 | 0.3828 | CF | CA | 12 | CA |  | 8 | 540 11 | US | 1 |  | 0 | STND | 30 | AF | IN | IN | IN | LN | WD | HT | P |  |  | O | O | O | O
GS-07F-238AA | QP-PLC-03495 | QORPAK | 5.5 OZ HDPE WIDE MOUTH OBLONG BO | QP-PLC-03495 | HDPE WIDE MOUTH OBLONG 160ML 38-400 WHITE FOAM CAP | NATURAL HDPE WIDE MOUTH OBLONG BOTTLES OFFER A SPACE SAVING DESIGN FOR THE WORKBENCH. THESE BOTTLES FEATURE A WIDE MOUTH OPENING, IDEAL FOR SAMPLING SOLIDS AND POWDERS. HDPE PROVIDES AN EXCELLENT MOISTURE BARRIER AND ARE IMPACT RESISTANT. THEY ARE ID | EAL FOR HIGH-SPEED FILLING, DEMANDING PHARMACEUTICAL SPECIFICATIONS AND THE ROUGH HANDLING OF INTERSTATE SHIPPING. ATTACHED PP STURDEESEAL PE FOAM LINED CAPS ARE KNOWN FOR GOOD IMPACT STRENGTH, COST EFFECTIVENESS, AND PLIABILITY. THESE POLYPROPYLENE | CLOSURES WITH FOAMED POLYETHYLENE LINERS HAVE EXCELLENT SEALING CHARACTERISTICS AND OFFER GOOD CHEMICAL RESISTANCE INCLUDING ACIDS, ALCOHOLS, ALKALIS, AQUEOUS PRODUCTS, COSMETICS, HOUSEHOLD OILS AND SOLVENTS. STYLE: OBLONG BOTTLECAPACITY/VOLUME: 5.5 |  | 11.3 | 8.3 | 10.4 | 0.5645 | CF | CA | 48 | CA |  | 8 | 540 11 | US | 1 |  | 0 | STND | 30 | AF | IN | IN | IN | LN | WD | HT | P |  |  | O | O | O | O
GS-07F-238AA | QP-PLC-03547 | QORPAK | PLASTIC LAB BOTTLES 128 OZ WI | QP-PLC-03547 | HDPE COLLARED WIDE MOUTH ROUND VINYL CAP 3840ML | NATURAL HDPE WIDE MOUTH ROUND BOTTLES ARE IDEAL FOR GENERAL LAB USE WITH SOLIDS AND POWDERS. THESE HDPE BOTTLES PROVIDE AN EXCELLENT MOISTURE BARRIER AND ARE IMPACT RESISTANT. THEY ARE IDEAL FOR HIGH-SPEED FILLING, DEMANDING PHARMACEUTICAL SPECIFICAT | IONS AND THE ROUGH HANDLING OF INTERSTATE SHIPPING. ATTACHED BLACK PHENOLIC (THERMOSET) CAPS WITH PULP/VINYL LINERS ARE PERFECT FOR GENERAL USE. THE LINER IS A VINYL COATING APPLIED TO HDPE COATED PAPER AND THEN IT IS LAM | INATED TO PULPBOARD. THIS GENERAL PURPOSE LINER IS COMMONLY USED FOR FOOD, BEVERAGE, MEDICAL AND CHEMICAL APPLICATIONS PACKED AT LESS THAN 120 F., INCLUDING MILD ACIDS, ALKALIS, SOLVENTS, ALCOHOLS, OILS AND AQUEOUS PRODUCTS; NOT RECOMMENDED FOR ACTI |  | 20.3 | 11.1 | 8.9 | 1.1606 | CF | CA | 4 | CA |  | 8 | 540 11 | US | 1 |  | 0 | STND | 30 | AF | IN | IN | IN | LN | WD | HT | P |  |  | O | O | O | O
GS-07F-238AA | QP-PLC-03554 | QORPAK | PLASTIC LAB BOTTLES 1 OZ WIDE MO | QP-PLC-03554 | HDPE WIDE MOUTH ROUND 28-400 VINYL CAP 30ML | NATURAL HDPE WIDE MOUTH ROUND BOTTLES ARE IDEAL FOR GENERAL LAB USE WITH SOLIDS AND POWDERS. THESE HDPE BOTTLES PROVIDE AN EXCELLENT MOISTURE BARRIER AND ARE IMPACT RESISTANT. THEY ARE IDEAL FOR HIGH-SPEED FILLING, DEMANDING PHARMACEUTICAL SPECIFICAT | IONS AND THE ROUGH HANDLING OF INTERSTATE SHIPPING. ATTACHED BLACK PHENOLIC (THERMOSET) CAPS WITH PULP/VINYL LINERS ARE PERFECT FOR GENERAL USE. THE LINER IS A VINYL COATING APPLIED TO HDPE COATED PAPER AND THEN IT IS LAM | INATED TO PULPBOARD. THIS GENERAL PURPOSE LINER IS COMMONLY USED FOR FOOD, BEVERAGE, MEDICAL AND CHEMICAL APPLICATIONS PACKED AT LESS THAN 120 F., INCLUDING MILD ACIDS, ALKALIS, SOLVENTS, ALCOHOLS, OILS AND AQUEOUS PRODUCTS; NOT RECOMMENDED FOR ACTI |  | 21.8 | 12.8 | 12.4 | 2.0024 | CF | CA | 48 | CA |  | 8 | 540 11 | US | 1 |  | 0 | STND | 30 | AF | IN | IN | IN | LN | WD | HT | P |  |  | O | O | O | O
GS-07F-238AA | QP-PLC-03563 | QORPAK | PLASTIC LAB BOTTLES 2 OZ WIDE MO | QP-PLC-03563 | HDPE WIDE MOUTH ROUND 33-400 VINYL CAP 60ML | NATURAL HDPE WIDE MOUTH ROUND BOTTLES ARE IDEAL FOR GENERAL LAB USE WITH SOLIDS AND POWDERS. THESE HDPE BOTTLES PROVIDE AN EXCELLENT MOISTURE BARRIER AND ARE IMPACT RESISTANT. THEY ARE IDEAL FOR HIGH-SPEED FILLING, DEMANDING PHARMACEUTICAL SPECIFICAT | IONS AND THE ROUGH HANDLING OF INTERSTATE SHIPPING. ATTACHED BLACK PHENOLIC (THERMOSET) CAPS WITH PULP/VINYL LINERS ARE PERFECT FOR GENERAL USE. THE LINER IS A VINYL COATING APPLIED TO HDPE COATED PAPER AND THEN IT IS LAM | INATED TO PULPBOARD. THIS GENERAL PURPOSE LINER IS COMMONLY USED FOR FOOD, BEVERAGE, MEDICAL AND CHEMICAL APPLICATIONS PACKED AT LESS THAN 120 F., INCLUDING MILD ACIDS, ALKALIS, SOLVENTS, ALCOHOLS, OILS AND AQUEOUS PRODUCTS; NOT RECOMMENDED FOR ACTI |  | 18.9 | 12.8 | 13.8 | 1.932 | CF | CA | 48 | CA |  | 8 | 540 11 | US | 1 |  | 0 | STND | 30 | AF | IN | IN | IN | LN | WD | HT | P |  |  | O | O | O | O
GS-07F-238AA | QP-PLC-03578 | QORPAK | PLASTIC LAB BOTTLES 8.5 OZ WIDE | QP-PLC-03578 | HDPE WIDE MOUTH ROUND 250ML 53-400 VINYL CAP | NATURAL HDPE WIDE MOUTH ROUND BOTTLES ARE IDEAL FOR GENERAL LAB USE WITH SOLIDS AND POWDERS. THESE HDPE BOTTLES PROVIDE AN EXCELLENT MOISTURE BARRIER AND ARE IMPACT RESISTANT. THEY ARE IDEAL FOR HIGH-SPEED FILLING, DEMANDING PHARMACEUTICAL SPECIFICAT | IONS AND THE ROUGH HANDLING OF INTERSTATE SHIPPING. ATTACHED BLACK PHENOLIC (THERMOSET) CAPS WITH PULP/VINYL LINERS ARE PERFECT FOR GENERAL USE. THE LINER IS A VINYL COATING APPLIED TO HDPE COATED PAPER AND THEN IT IS LAM | INATED TO PULPBOARD. THIS GENERAL PURPOSE LINER IS COMMONLY USED FOR FOOD, BEVERAGE, MEDICAL AND CHEMICAL APPLICATIONS PACKED AT LESS THAN 120 F., INCLUDING MILD ACIDS, ALKALIS, SOLVENTS, ALCOHOLS, OILS AND AQUEOUS PRODUCTS; NOT RECOMMENDED FOR ACTI |  | 21.8 | 12.8 | 12.4 | 2.0024 | CF | CA | 48 | CA |  | 8 | 540 11 | US | 1 |  | 0 | STND | 30 | AF | IN | IN | IN | LN | WD | HT | P |  |  | O | O | O | O
GS-07F-238AA | QP-PLC-03593 | QORPAK | PLASTIC LAB BOTTLES 16 OZ WIDE | QP-PLC-03593 | HDPE WIDE MOUTH ROUND 53-400 VINYL CAP 500ML | NATURAL HDPE WIDE MOUTH ROUND BOTTLES ARE IDEAL FOR GENERAL LAB USE WITH SOLIDS AND POWDERS. THESE HDPE BOTTLES PROVIDE AN EXCELLENT MOISTURE BARRIER AND ARE IMPACT RESISTANT. THEY ARE IDEAL FOR HIGH-SPEED FILLING, DEMANDING PHARMACEUTICAL SPECIFICAT | IONS AND THE ROUGH HANDLING OF INTERSTATE SHIPPING. ATTACHED BLACK PHENOLIC (THERMOSET) CAPS WITH PULP/VINYL LINERS ARE PERFECT FOR GENERAL USE. THE LINER IS A VINYL COATING APPLIED TO HDPE COATED PAPER AND THEN IT IS LAM | INATED TO PULPBOARD. THIS GENERAL PURPOSE LINER IS COMMONLY USED FOR FOOD, BEVERAGE, MEDICAL AND CHEMICAL APPLICATIONS PACKED AT LESS THAN 120 F., INCLUDING MILD ACIDS, ALKALIS, SOLVENTS, ALCOHOLS, OILS AND AQUEOUS PRODUCTS; NOT RECOMMENDED FOR ACTI |  | 18.9 | 12.8 | 13.8 | 1.932 | CF | CA | 24 | CA |  | 8 | 540 11 | US | 1 |  | 0 | STND | 30 | AF | IN | IN | IN | LN | WD | HT | P |  |  | O | O | O | O
GS-07F-238AA | QP-PLC-03605 | QORPAK | PLASTIC LAB BOTTLES 32 OZ WIDE | QP-PLC-03605 | HDPE WIDE MOUTH ROUND 53-400 VINYL CAP 950ML | NATURAL HDPE WIDE MOUTH ROUND BOTTLES ARE IDEAL FOR GENERAL LAB USE WITH SOLIDS AND POWDERS. THESE HDPE BOTTLES PROVIDE AN EXCELLENT MOISTURE BARRIER AND ARE IMPACT RESISTANT. THEY ARE IDEAL FOR HIGH-SPEED FILLING, DEMANDING PHARMACEUTICAL SPECIFICAT | IONS AND THE ROUGH HANDLING OF INTERSTATE SHIPPING. ATTACHED BLACK PHENOLIC (THERMOSET) CAPS WITH PULP/VINYL LINERS ARE PERFECT FOR GENERAL USE. THE LINER IS A VINYL COATING APPLIED TO HDPE COATED PAPER AND THEN IT IS LAM | INATED TO PULPBOARD. THIS GENERAL PURPOSE LINER IS COMMONLY USED FOR FOOD, BEVERAGE, MEDICAL AND CHEMICAL APPLICATIONS PACKED AT LESS THAN 120 F., INCLUDING MILD ACIDS, ALKALIS, SOLVENTS, ALCOHOLS, OILS AND AQUEOUS PRODUCTS; NOT RECOMMENDED FOR ACTI |  | 6.4 | 5.1 | 7.9 | 0.1492 | CF | CA | 12 | CA |  | 8 | 540 11 | US | 1 |  | 0 | STND | 30 | AF | IN | IN | IN | LN | WD | HT | P |  |  | O | O | O | O
GS-07F-238AA | QP-PLC-03618 | QORPAK | PLASTIC LAB BOTTLES 68 OZ WID | QP-PLC-03618 | HDPE WIDE MOUTH ROUND 2000ML 89-400 VINYL CAP | NATURAL HDPE WIDE MOUTH ROUND BOTTLES ARE IDEAL FOR GENERAL LAB USE WITH SOLIDS AND POWDERS. THESE HDPE BOTTLES PROVIDE AN EXCELLENT MOISTURE BARRIER AND ARE IMPACT RESISTANT. THEY ARE IDEAL FOR HIGH-SPEED FILLING, DEMANDING PHARMACEUTICAL SPECIFICAT | IONS AND THE ROUGH HANDLING OF INTERSTATE SHIPPING. ATTACHED BLACK PHENOLIC (THERMOSET) CAPS WITH PULP/VINYL LINERS ARE PERFECT FOR GENERAL USE. THE LINER IS A VINYL COATING APPLIED TO HDPE COATED PAPER AND THEN IT IS LAM | INATED TO PULPBOARD. THIS GENERAL PURPOSE LINER IS COMMONLY USED FOR FOOD, BEVERAGE, MEDICAL AND CHEMICAL APPLICATIONS PACKED AT LESS THAN 120 F., INCLUDING MILD ACIDS, ALKALIS, SOLVENTS, ALCOHOLS, OILS AND AQUEOUS PRODUCTS; NOT RECOMMENDED FOR ACTI |  | 7.5 | 7.2 | 9.1 | 0.2844 | CF | CA | 6 | CA |  | 8 | 540 11 | US | 1 |  | 0 | STND | 30 | AF | IN | IN | IN | LN | WD | HT | P |  |  | O | O | O | O
GS-07F-238AA | QP-PLC-03638 | QORPAK | PLASTIC LAB BOTTLES 4 OZ WIDE M | QP-PLC-03638 | HDPE WIDE MOUTH ROUND 120ML 38-400 VINYL CAP | NATURAL HDPE WIDE MOUTH ROUND BOTTLES ARE IDEAL FOR GENERAL LAB USE WITH SOLIDS AND POWDERS. THESE HDPE BOTTLES PROVIDE AN EXCELLENT MOISTURE BARRIER AND ARE IMPACT RESISTANT. THEY ARE IDEAL FOR HIGH-SPEED FILLING, DEMANDING PHARMACEUTICAL SPECIFICAT | IONS AND THE ROUGH HANDLING OF INTERSTATE SHIPPING. ATTACHED BLACK PHENOLIC (THERMOSET) CAPS WITH PULP/VINYL LINERS ARE PERFECT FOR GENERAL USE. THE LINER IS A VINYL COATING APPLIED TO HDPE COATED PAPER AND THEN IT IS LAM | INATED TO PULPBOARD. THIS GENERAL PURPOSE LINER IS COMMONLY USED FOR FOOD, BEVERAGE, MEDICAL AND CHEMICAL APPLICATIONS PACKED AT LESS THAN 120 F., INCLUDING MILD ACIDS, ALKALIS, SOLVENTS, ALCOHOLS, OILS AND AQUEOUS PRODUCTS; NOT RECOMMENDED FOR ACTI |  | 7.9 | 7.9 | 10.6 | 0.3828 | CF | CA | 48 | CA |  | 8 | 540 11 | US | 1 |  | 0 | STND | 30 | AF | IN | IN | IN | LN | WD | HT | P |  |  | O | O | O | O
GS-07F-238AA | QP-PLC-03693 | QORPAK | 1 OZ PP JAR 43-400 UN | QP-PLC-03693 | NATURAL JAR 1 OZ 43-400 WHITE LINERLESS CAP | NATURAL POLYPROPYLENE JARS ARE TRANSLUCENT AND DURABLE. JARS ARE IDEAL FOR STORING AND COLLECTING SPECIMENS AND LAB SUPPLIES. WIDE NECK AND STRAIGHT SIDES FACILITATE EASY RECOVERY OF CONTENTS. POLYPROPYLENE OFFERS GREATER TOLERANCE TO HIGH TEMPERATUR | ES THAN HDPE AND BETTER CONTACT CLARITY. ATTACHED UNLINED WHITE POLYPROPYLENE CAPS ARE KNOWN FOR GOOD IMPACT STRENGTH, COST EFFECTIVENESS, AND PLIABILITY. STYLE: JARCAPACITY/VOLUME: 1 OUNCE (30 ML) DIMENSIONS: 38X41MMCOLOR: NATURALMATERIAL: POLYPROP | YLENENECK FINISH: 43-400ATTACHED CAP: WHITE POLYPROPYLENE UNLINED CAP OLD PART# QP-3820, NEW PART# QP-PLC-03693. |  | 20.3 | 11.1 | 8.9 | 1.1606 | CF | CA | 72 | CA |  | 8 | 540 11 | US | 1 |  | 0 | STND | 30 | AF | IN | IN | IN | LN | WD | HT | P |  |  | O | O | O | O
GS-07F-238AA | QP-PLC-03696 | QORPAK | 2 OZ PP JAR 53-400 PE | QP-PLC-03696 | NATURAL JAR 53-400 WHITE FOAM CAP 2 OZ | NATURAL POLYPROPYLENE JARS ARE TRANSLUCENT AND DURABLE. JARS ARE IDEAL FOR STORING AND COLLECTING SPECIMENS AND LAB SUPPLIES. WIDE NECK AND STRAIGHT SIDES FACILITATE EASY RECOVERY OF CONTENTS. POLYPROPYLENE OFFERS GREATER TOLERANCE TO HIGH TEMPERATUR | ES THAN HDPE AND BETTER CONTACT CLARITY. ATTACHED PP STURDEESEAL PE FOAM LINED CAPS ARE KNOWN FOR GOOD IMPACT STRENGTH, COST EFFECTIVENESS, AND PLIABILITY. THESE POLYPROPYLENE CLOSURES WITH FOAMED POLYETHYLENE LINERS HAVE EXCELLENT SEALING CHARACTERI | STICS AND OFFER GOOD CHEMICAL RESISTANCE INCLUDING ACIDS, ALCOHOLS, ALKALIS, AQUEOUS PRODUCTS, COSMETICS, HOUSEHOLD OILS AND SOLVENTS. LI>STYLE: JARCAPACITY/VOLUME: 2 OUNCE (60 ML) DIMENSIONS: 53X46MMCOLOR: NATURALMATERIAL: POLYPROPYLENENECK FINISH |  | 21.8 | 12.8 | 12.4 | 2.0024 | CF | CA | 48 | CA |  | 8 | 540 11 | US | 1 |  | 0 | STND | 30 | AF | IN | IN | IN | LN | WD | HT | P |  |  | O | O | O | O
GS-07F-238AA | QP-PLC-03697 | QORPAK | 2 OZ PP JAR 53-400 UN | QP-PLC-03697 | NATURAL JAR 53-400 WHITE LINERLESS CAP 2 OZ | NATURAL POLYPROPYLENE JARS ARE TRANSLUCENT AND DURABLE. JARS ARE IDEAL FOR STORING AND COLLECTING SPECIMENS AND LAB SUPPLIES. WIDE NECK AND STRAIGHT SIDES FACILITATE EASY RECOVERY OF CONTENTS. POLYPROPYLENE OFFERS GREATER TOLERANCE TO HIGH TEMPERATUR | ES THAN HDPE AND BETTER CONTACT CLARITY. ATTACHED UNLINED WHITE POLYPROPYLENE CAPS ARE KNOWN FOR GOOD IMPACT STRENGTH, COST EFFECTIVENESS, AND PLIABILITY. STYLE: JARCAPACITY/VOLUME: 2 OUNCE (60 ML) DIMENSIONS: 53X46MMCOLOR: NATURALMATERIAL: POLYPROP | YLENENECK FINISH: 53-400ATTACHED CAP: WHITE POLYPROPYLENE UNLINED CAP OLD PART# QP-3821, NEW PART# QP-PLC-03697. |  | 18.9 | 12.8 | 13.8 | 1.932 | CF | CA | 48 | CA |  | 8 | 540 11 | US | 1 |  | 0 | STND | 30 | AF | IN | IN | IN | LN | WD | HT | P |  |  | O | O | O | O
GS-07F-238AA | QP-PLC-03700 | QORPAK | 4 OZ PP JAR 58-400 P | QP-PLC-03700 | NATURAL JAR 58-400 WHITE FOAM CAP 4 OZ | NATURAL POLYPROPYLENE JARS ARE TRANSLUCENT AND DURABLE. JARS ARE IDEAL FOR STORING AND COLLECTING SPECIMENS AND LAB SUPPLIES. WIDE NECK AND STRAIGHT SIDES FACILITATE EASY RECOVERY OF CONTENTS. POLYPROPYLENE OFFERS GREATER TOLERANCE TO HIGH TEMPERATUR | ES THAN HDPE AND BETTER CONTACT CLARITY. ATTACHED PP STURDEESEAL PE FOAM LINED CAPS ARE KNOWN FOR GOOD IMPACT STRENGTH, COST EFFECTIVENESS, AND PLIABILITY. THESE POLYPROPYLENE CLOSURES WITH FOAMED POLYETHYLENE LINERS HAVE EXCELLENT SEALING CHARACTERI | STICS AND OFFER GOOD CHEMICAL RESISTANCE INCLUDING ACIDS, ALCOHOLS, ALKALIS, AQUEOUS PRODUCTS, COSMETICS, HOUSEHOLD OILS AND SOLVENTS. STYLE: JARCAPACITY/VOLUME: 4 OUNCE (120 ML) DIMENSIONS: 56X70MMCOLOR: NATURALMATERIAL: POLYPROPYLENENECK FINISH: |  | 21.8 | 12.8 | 12.4 | 2.0024 | CF | CA | 36 | CA |  | 8 | 540 11 | US | 1 |  | 0 | STND | 30 | AF | IN | IN | IN | LN | WD | HT | P |  |  | O | O | O | O
GS-07F-238AA | QP-PLC-03701 | QORPAK | 4 OZ PP JAR 58-400 U | QP-PLC-03701 | NATURAL JAR 58-400 WHITE LINERLESS CAP 4 OZ | NATURAL POLYPROPYLENE JARS ARE TRANSLUCENT AND DURABLE. JARS ARE IDEAL FOR STORING AND COLLECTING SPECIMENS AND LAB SUPPLIES. WIDE NECK AND STRAIGHT SIDES FACILITATE EASY RECOVERY OF CONTENTS. POLYPROPYLENE OFFERS GREATER TOLERANCE TO HIGH TEMPERATUR | ES THAN HDPE AND BETTER CONTACT CLARITY. ATTACHED UNLINED WHITE POLYPROPYLENE CAPS ARE KNOWN FOR GOOD IMPACT STRENGTH, COST EFFECTIVENESS, AND PLIABILITY. STYLE: JARCAPACITY/VOLUME: 4 OUNCE (120 ML) DIMENSIONS: 56X70MMCOLOR: NATURALMATERIAL: POLYPRO | PYLENENECK FINISH: 58-400ATTACHED CAP: WHITE POLYPROPYLENE UNLINED CAP OLD PART# QP-3822, NEW PART# QP-PLC-03701. |  | 7.5 | 7.2 | 9.1 | 0.2844 | CF | CA | 36 | CA |  | 8 | 540 11 | US | 1 |  | 0 | STND | 30 | AF | IN | IN | IN | LN | WD | HT | P |  |  | O | O | O | O
GS-07F-238AA | QP-PLC-03703 | QORPAK | 8 OZ PP JAR 89-400 P | QP-PLC-03703 | NATURAL JAR WHITE FOAM CAP 8 OZ | NATURAL POLYPROPYLENE JARS ARE TRANSLUCENT AND DURABLE. JARS ARE IDEAL FOR STORING AND COLLECTING SPECIMENS AND LAB SUPPLIES. WIDE NECK AND STRAIGHT SIDES FACILITATE EASY RECOVERY OF CONTENTS. POLYPROPYLENE OFFERS GREATER TOLERANCE TO HIGH TEMPERATUR | ES THAN HDPE AND BETTER CONTACT CLARITY. ATTACHED PP STURDEESEAL PE FOAM LINED CAPS ARE KNOWN FOR GOOD IMPACT STRENGTH, COST EFFECTIVENESS, AND PLIABILITY. THESE POLYPROPYLENE CLOSURES WITH FOAMED POLYETHYLENE LINERS HAVE EXCELLENT SEALING CHARACTERI | STICS AND OFFER GOOD CHEMICAL RESISTANCE INCLUDING ACIDS, ALCOHOLS, ALKALIS, AQUEOUS PRODUCTS, COSMETICS, HOUSEHOLD OILS AND SOLVENTS. STYLE: JARCAPACITY/VOLUME: 8 OUNCE (240 ML) DIMENSIONS: 89X64MMCOLOR: NATURALMATERIAL: POLYPROPYLENENECK FINISH: |  | 12 | 12 | 12 | 1 | CF | CA | 36 | CA |  | 8 | 540 11 | US | 1 |  | 0 | STND | 30 | AF | IN | IN | IN | LN | WD | HT | P |  |  | O | O | O | O
GS-07F-238AA | QP-PLC-03704 | QORPAK | 8 OZ PP JAR 89-400 U | QP-PLC-03704 | NATURAL JAR 89-400 WHITE LINERLESS CAP 8 OZ | NATURAL POLYPROPYLENE JARS ARE TRANSLUCENT AND DURABLE. JARS ARE IDEAL FOR STORING AND COLLECTING SPECIMENS AND LAB SUPPLIES. WIDE NECK AND STRAIGHT SIDES FACILITATE EASY RECOVERY OF CONTENTS. POLYPROPYLENE OFFERS GREATER TOLERANCE TO HIGH TEMPERATUR | ES THAN HDPE AND BETTER CONTACT CLARITY. ATTACHED UNLINED WHITE POLYPROPYLENE CAPS ARE KNOWN FOR GOOD IMPACT STRENGTH, COST EFFECTIVENESS, AND PLIABILITY. STYLE: JARCAPACITY/VOLUME: 8 OUNCE (240 ML) DIMENSIONS: 89X64MMCOLOR: NATURALMATERIAL: POLYPRO | PYLENENECK FINISH: 89-400ATTACHED CAP: WHITE POLYPROPYLENE UNLINED CAP OLD PART# QP-3823, NEW PART# QP-PLC-03704. |  | 7.9 | 7.9 | 10.6 | 0.3828 | CF | CA | 36 | CA |  | 8 | 540 11 | US | 1 |  | 0 | STND | 30 | AF | IN | IN | IN | LN | WD | HT | P |  |  | O | O | O | O
GS-07F-238AA | QP-PLC-03713 | QORPAK | 16 OZ PP JAR 89-400 | QP-PLC-03713 | NATURAL JAR 16 OZ WHITE FOAM CAP | NATURAL POLYPROPYLENE JARS ARE TRANSLUCENT AND DURABLE. JARS ARE IDEAL FOR STORING AND COLLECTING SPECIMENS AND LAB SUPPLIES. WIDE NECK AND STRAIGHT SIDES FACILITATE EASY RECOVERY OF CONTENTS. POLYPROPYLENE OFFERS GREATER TOLERANCE TO HIGH TEMPERATUR | ES THAN HDPE AND BETTER CONTACT CLARITY. ATTACHED PP STURDEESEAL PE FOAM LINED CAPS ARE KNOWN FOR GOOD IMPACT STRENGTH, COST EFFECTIVENESS, AND PLIABILITY. THESE POLYPROPYLENE CLOSURES WITH FOAMED POLYETHYLENE LINERS HAVE EXCELLENT SEALING CHARACTERI | STICS AND OFFER GOOD CHEMICAL RESISTANCE INCLUDING ACIDS, ALCOHOLS, ALKALIS, AQUEOUS PRODUCTS, COSMETICS, HOUSEHOLD OILS AND SOLVENTS. STYLE: JARCAPACITY/VOLUME: 16 OUNCE (480 ML) DIMENSIONS: 89X96MMCOLOR: NATURALMATERIAL: POLYPROPYLENENECK FINISH: |  | 11.3 | 8.3 | 10.4 | 0.5645 | CF | CA | 24 | CA |  | 8 | 540 11 | US | 1 |  | 0 | STND | 30 | AF | IN | IN | IN | LN | WD | HT | P |  |  | O | O | O | O
GS-07F-238AA | QP-PLC-03717 | QORPAK | 16 OZ PP JAR 89-400 | QP-PLC-03717 | NATURAL JAR 16 OZ 89-400 WHITE LINERLESS CAP | NATURAL POLYPROPYLENE JARS ARE TRANSLUCENT AND DURABLE. JARS ARE IDEAL FOR STORING AND COLLECTING SPECIMENS AND LAB SUPPLIES. WIDE NECK AND STRAIGHT SIDES FACILITATE EASY RECOVERY OF CONTENTS. POLYPROPYLENE OFFERS GREATER TOLERANCE TO HIGH TEMPERATUR | ES THAN HDPE AND BETTER CONTACT CLARITY. ATTACHED UNLINED WHITE POLYPROPYLENE CAPS ARE KNOWN FOR GOOD IMPACT STRENGTH, COST EFFECTIVENESS, AND PLIABILITY. STYLE: JARCAPACITY/VOLUME: 16 OUNCE (480 ML) DIMENSIONS: 89X96MMCOLOR: NATURALMATERIAL: POLYPR | OPYLENENECK FINISH: 89-400ATTACHED CAP: WHITE POLYPROPYLENE UNLINED CAP OLD PART# QP-3824, NEW PART# QP-PLC-03717. |  | 20.3 | 11.1 | 8.9 | 1.1606 | CF | CA | 24 | CA |  | 8 | 540 11 | US | 1 |  | 0 | STND | 30 | AF | IN | IN | IN | LN | WD | HT | P |  |  | O | O | O | O
GS-07F-238AA | QP-PLC-03720 | QORPAK | 32 OZ PP JAR 120-400 | QP-PLC-03720 | NATURAL JAR 120-400 WHITE LINERLESS CAP 32 OZ | NATURAL POLYPROPYLENE JARS ARE TRANSLUCENT AND DURABLE. JARS ARE IDEAL FOR STORING AND COLLECTING SPECIMENS AND LAB SUPPLIES. WIDE NECK AND STRAIGHT SIDES FACILITATE EASY RECOVERY OF CONTENTS. POLYPROPYLENE OFFERS GREATER TOLERANCE TO HIGH TEMPERATUR | ES THAN HDPE AND BETTER CONTACT CLARITY. ATTACHED UNLINED WHITE POLYPROPYLENE CAPS ARE KNOWN FOR GOOD IMPACT STRENGTH, COST EFFECTIVENESS, AND PLIABILITY. STYLE: JARCAPACITY/VOLUME: 32 OUNCE (960 ML) DIMENSIONS: 120X96MMCOLOR: NATURALMATERIAL: POLYP | ROPYLENENECK FINISH: 120-400ATTACHED CAP: WHITE POLYPROPYLENE UNLINED CAP OLD PART# QP-3825, NEW PART# QP-PLC-03720. |  | 21.8 | 12.8 | 12.4 | 2.0024 | CF | CA | 24 | CA |  | 8 | 540 11 | US | 1 |  | 0 | STND | 30 | AF | IN | IN | IN | LN | WD | HT | P |  |  | O | O | O | O
GS-07F-238AA | QP-PLC-03724 | QORPAK | 2 OZ CLEAR POLYSTYRENE JAR 53-40 | QP-PLC-03724 | CLEAR PS JAR 53-400 WHITE FOAM CAP 2 OZ | 2 OUNCE (60 ML) CLEAR PS JAR, 53-400 WHITE PP STURDEESEAL PE FOAM LINED CAP ATTACHED RIGID CLEAR POLYSTYRENE JARS OFFER GLASS-LIKE CLARITY WITH A SMOOTH SURFACE THAT IS SLIP-RESISTANT. JARS ARE IDEAL FOR STORING AND COLLECTING SPECIMENS | LAB SUPPLIES. WIDE NECK AND STRAIGHT SIDES FACILITATE EASY RECOVERY OF CONTENTS. ATTACHED PP STURDEESEAL PE FOAM LINED CAPS ARE KNOWN FOR GOOD IMPACT STRENGTH, COST EFFECTIVENESS, AND PLIABILITY. THESE POLYPROPYLENE CLOSURES WITH FOAMED POLYETHYLENE | LINERS HAVE EXCELLENT SEALING CHARACTERISTICS AND OFFER GOOD CHEMICAL RESISTANCE INCLUDING ACIDS, ALCOHOLS, ALKALIS, AQUEOUS PRODUCTS, COSMETICS, HOUSEHOLD OILS AND SOLVENTS. STYLE: JAR CAPACITY/VOLUME: 2 OUNCE (60 ML) DIMENSIONS: 53X46MM |  | 18.9 | 12.8 | 13.8 | 1.932 | CF | CA | 48 | CA |  | 8 | 540 11 | US | 1 |  | 0 | STND | 30 | AF | IN | IN | IN | LN | WD | HT | P |  |  | O | O | O | O
GS-07F-238AA | QP-PLC-03727 | QORPAK | 8 OZ CLEAR POLYSTYRENE JAR 89-4 | QP-PLC-03727 | CLEAR PS JAR WHITE FOAM CAP 8 OZ | 8 OUNCE (240 ML) CLEAR PS JAR, 89-400 WHITE POLYPROPYLENE STURDEESEAL PE FOAM LINED CAP ATTACHEDRIGID CLEAR POLYSTYRENE JARS OFFER GLASS-LIKE CLARITY WITH A SMOOTH SURFACE THAT IS SLIP-RESISTANT. JARS ARE IDEAL FOR STORING AND COLLECTING SPECIMENS AN | D LAB SUPPLIES. WIDE NECK AND STRAIGHT SIDES FACILITATE EASY RECOVERY OF CONTENTS. ATTACHED PP STURDEESEAL PE FOAM LINED CAPS ARE KNOWN FOR GOOD IMPACT STRENGTH, COST EFFECTIVENESS, AND PLIABILITY. THESE POLYPROPYLENE CLOSURES WITH FOAMED POLYETHYLEN | E LINERS HAVE EXCELLENT SEALING CHARACTERISTICS AND OFFER GOOD CHEMICAL RESISTANCE INCLUDING ACIDS, ALCOHOLS, ALKALIS, AQUEOUS PRODUCTS, COSMETICS, HOUSEHOLD OILS AND SOLVENTS. STYLE: JARCAPACITY/VOLUME: 8 OUNCE (240 ML) DIMENSIONS: 89X65MMCOLOR: C |  | 6.4 | 5.1 | 7.9 | 0.1492 | CF | CA | 36 | CA |  | 8 | 540 11 | US | 1 |  | 0 | STND | 30 | AF | IN | IN | IN | LN | WD | HT | P |  |  | O | O | O | O
GS-07F-238AA | QP-PLC-03729 | QORPAK | 16 OZ CLEAR POLYSTYRENE JAR 89- | QP-PLC-03729 | CLEAR PS JAR 16 OZ WHITE FOAM CAP | 16 OUNCE (480 ML) CLEAR PS JAR, 89-400 WHITE POLYPROPYLENE STURDEESEAL PE FOAM LINED CAP ATTACHED RIGID CLEAR POLYSTYRENE JARS OFFER GLASS-LIKE CLARITY WITH A SMOOTH SURFACE THAT IS SLIP-RESISTANT. JARS ARE IDEAL FOR STORING AND COLLECTING SPECIMENS | AND LAB SUPPLIES. WIDE NECK AND STRAIGHT SIDES FACILITATE EASY RECOVERY OF CONTENTS. ATTACHED PP STURDEESEAL PE FOAM LINED CAPS ARE KNOWN FOR GOOD IMPACT STRENGTH, COST EFFECTIVENESS, AND PLIABILITY. THESE POLYPROPYLENE CLOSURES WITH FOAMED PE | NE LINERS HAVE EXCELLENT SEALING CHARACTERISTICS AND OFFER GOOD CHEMICAL RESISTANCE INCLUDING ACIDS, ALCOHOLS, ALKALIS, AQUEOUS PRODUCTS, COSMETICS, HOUSEHOLD OILS AND SOLVENTS. STYLE: JAR CAPACITY/VOLUME: 16 OUNCE (480 ML) DIMENSIONS: 89X96MMCOLOR: |  | 7.5 | 7.2 | 9.1 | 0.2844 | CF | CA | 24 | CA |  | 8 | 540 11 | US | 1 |  | 0 | STND | 30 | AF | IN | IN | IN | LN | WD | HT | P |  |  | O | O | O | O
GS-07F-238AA | QP-PLC-03730 | QORPAK | 32 OZ CLEAR POLYSTYRENE JAR 120 | QP-PLC-03730 | CLEAR PS JAR 120-400 WHITE FOAM CAP 32 OZ | 32 OUNCE (960 ML) CLEAR PS JAR, 120-400 WHITE POLYPROPYLENE STURDEESEAL PE FOAM LINED CAP ATTACHED RIGID CLEAR POLYSTYRENE JARS OFFER GLASS-LIKE CLARITY WITH A SMOOTH SURFACE THAT IS SLIP-RESISTANT. JARS ARE IDEAL FOR STORING AND COLLECTING SPECIMENS | AND LAB SUPPLIES. WIDE NECK AND STRAIGHT SIDES FACILITATE EASY RECOVERY OF CONTENTS. ATTACHED PP STURDEESEAL PE FOAM LINED CAPS ARE KNOWN FOR GOOD IMPACT STRENGTH, COST EFFECTIVENESS, AND PLIABILITY. THESE POLYPROPYLENE CLOSURES WITH FOAMED PE | POLY LINERS HAVE EXCELLENT SEALING CHARACTERISTICS AND OFFER GOOD CHEMICAL RESISTANCE INCLUDING ACIDS, ALCOHOLS, ALKALIS, AQUEOUS PRODUCTS, COSMETICS, HOUSEHOLD OILS AND SOLVENTS. STYLE: JAR CAPACITY/VOLUME: 32 OUNCE (960 ML) |  | 5.1 | 4.6 | 5.5 | 0.0747 | CF | CA | 24 | CA |  | 8 | 540 11 | US | 1 |  | 0 | STND | 30 | AF | IN | IN | IN | LN | WD | HT | P |  |  | O | O | O | O
GS-07F-238AA | QP-PLC-03731 | QORPAK | CLEAR POLYSTYRENE SNAP CAP VIAL 5 DRAM | QP-PLC-03731 | CLEAR PS SNAP CAP VIAL 5 DRM 24MM NATURAL LINERLESS CAP | POLYSTYRENE SNAP CAP VIALS OFFER GREAT RIGIDITY AND GLASS-LIKE CLARITY. POLYETHYLENE CAPS SNAP ON AND OFF QUICKLY AND EASILY. GREAT FOR STORING BENCH TOP ACCESSORIES AND FIELD SAMPLING. STYLE: SNAP CAP VIALCAPACITY/VOLUME: 5 DRAM (20 ML) DIMENSIONS: | 5X50MMCOLOR: CLEARMATERIAL: POLYSTYRENENECK FINISH: 24MMATTACHED CAP: WHITE POLYPROPYLENE UNLINED CAP OLD PART# QP-3075, NEW PART# QP-PLC-03731. |  |  | 13.1 | 8.9 | 18.4 | 1.2415 | CF | CA | 144 | CA |  | 8 | 540 11 | US | 1 |  | 0 | STND | 30 | AF | IN | IN | IN | LN | WD | HT | P |  |  | O | O | O | O
GS-07F-238AA | QP-PLC-03732 | QORPAK | CLEAR POLYSTYRENE SNAP CAP VIAL 7 DRAM | QP-PLC-03732 | CLEAR PS SNAP CAP VIAL 28MM 7 DRM NATURAL LINERLESS CAP | POLYSTYRENE SNAP CAP VIALS OFFER GREAT RIGIDITY AND GLASS-LIKE CLARITY. POLYETHYLENE CAPS SNAP ON AND OFF QUICKLY AND EASILY. GREAT FOR STORING BENCH TOP ACCESSORIES AND FIELD SAMPLING. STYLE: SNAP CAP VIALCAPACITY/VOLUME: 7 DRAM (26 ML) DIMENSIONS: | 9X50MMCOLOR: CLEARMATERIAL: POLYSTYRENENECK FINISH: 28MMATTACHED CAP: WHITE POLYPROPYLENE UNLINED CAP OLD PART# QP-3076, NEW PART# QP-PLC-03732. |  |  | 21.8 | 12.8 | 12.4 | 2.0024 | CF | CA | 144 | CA |  | 8 | 540 11 | US | 1 |  | 0 | STND | 30 | AF | IN | IN | IN | LN | WD | HT | P |  |  | O | O | O | O
GS-07F-238AA | QP-PLC-03733 | QORPAK | CLEAR POLYSTYRENE SNAP CAP VIAL 13 DRAM | QP-PLC-03733 | NATURAL LINERLESS CAP 38MM 13 DRM CLEAR PS SNAP CAP VIAL | POLYSTYRENE SNAP CAP VIALS OFFER GREAT RIGIDITY AND GLASS-LIKE CLARITY. POLYETHYLENE CAPS SNAP ON AND OFF QUICKLY AND EASILY. GREAT FOR STORING BENCH TOP ACCESSORIES AND FIELD SAMPLING. STYLE: SNAP CAP VIALCAPACITY/VOLUME: 7 DRAM (26 ML) DIMENSIONS: | 3.5X71.5MCOLOR: CLEARMATERIAL: POLYSTYRENENECK FINISH: 28MMATTACHED CAP: WHITE POLYPROPYLENE UNLINED CAP OLD PART# QP-3078, NEW PART# QP-PLC-03733. |  |  | 18.9 | 12.8 | 13.8 | 1.932 | CF | CA | 144 | CA |  | 8 | 540 11 | US | 1 |  | 0 | STND | 30 | AF | IN | IN | IN | LN | WD | HT | P |  |  | O | O | O | O
GS-07F-238AA | QP-PLC-03734 | QORPAK | CLEAR POLYSTYRENE SNAP CAP VIAL 15 DRAM | QP-PLC-03734 | NATURAL LINERLESS CAP 43MM 15 DRM CLEAR PS SNAP CAP VIAL | POLYSTYRENE SNAP CAP VIALS OFFER GREAT RIGIDITY AND GLASS-LIKE CLARITY. POLYETHYLENE CAPS SNAP ON AND OFF QUICKLY AND EASILY. GREAT FOR STORING BENCH TOP ACCESSORIES AND FIELD SAMPLING. STYLE: SNAP CAP VIALCAPACITY/VOLUME: 7 DRAM (26 ML) DIMENSIONS: | 6X62MMCOLOR: CLEARMATERIAL: POLYSTYRENENECK FINISH: 28MMATTACHED CAP: WHITE POLYPROPYLENE UNLINED CAP OLD PART# QP-3079, NEW PART# QP-PLC-03734. |  |  | 18.9 | 12.8 | 13.8 | 1.932 | CF | CA | 144 | CA |  | 8 | 540 11 | US | 1 |  | 0 | STND | 30 | AF | IN | IN | IN | LN | WD | HT | P |  |  | O | O | O | O
GS-07F-238AA | QP-PLC-04907 | QORPAK | 16 OZ PP JAR 89-400 | QP-PLC-04907 | NATURAL JAR 16 OZ 89-400 ALUMINUM FOIL CAP | NATURAL POLYPROPYLENE JARS ARE TRANSLUCENT AND DURABLE. JARS ARE IDEAL FOR STORING AND COLLECTING SPECIMENS AND LAB SUPPLIES. WIDE NECK AND STRAIGHT SIDES FACILITATE EASY RECOVERY OF CONTENTS. POLYPROPYLENE OFFERS GREATER TOLERANCE TO HIGH TEMPERATUR | ES THAN HDPE AND BETTER CONTACT CLARITY. ATTACHED BLACK PHENOLIC (THERMOSET) PULP/ALUMINUM FOIL LINED CAPS ARE TYPICALLY USED FOR FOOD APPLICATIONS. FREE OF ODOR AND TASTE PROBLEMS. ALSO CAN BE USED FOR NON-ACID, NON-ALKALINE PRODUCTS. GREAT FOR ORGA | NIC SOLVENTS, CHROME CLEANERS, BRAKE FLUIDS AND MINERAL OILS. STYLE: JARCAPACITY/VOLUME: 16 OUNCE (480 ML) DIMENSIONS: 89X96MMCOLOR: NATURALMATERIAL: POLYPROPYLENENECK FINISH: 89-400ATTACHED CAP: BLACK PHENOLIC PULP/ALUMINUM FOIL LINED CAP. |  | 21.8 | 12.8 | 12.4 | 2.0024 | CF | CA | 24 | CA |  | 8 | 540 11 | US | 1 |  | 0 | STND | 30 | AF | IN | IN | IN | LN | WD | HT | P |  |  | O | O | O | O
GS-07F-238AA | QP-PLC-04909 | QORPAK | 8 OZ PP JAR 89-400 | QP-PLC-04909 | NATURAL JAR 89-400 ALUMINUM FOIL CAP 8 OZ | NATURAL POLYPROPYLENE JARS ARE TRANSLUCENT AND DURABLE. JARS ARE IDEAL FOR STORING AND COLLECTING SPECIMENS AND LAB SUPPLIES. WIDE NECK AND STRAIGHT SIDES FACILITATE EASY RECOVERY OF CONTENTS. POLYPROPYLENE OFFERS GREATER TOLERANCE TO HIGH TEMPERATUR | ES THAN HDPE AND BETTER CONTACT CLARITY. ATTACHED BLACK PHENOLIC (THERMOSET) PULP/ALUMINUM FOIL LINED CAPS ARE TYPICALLY USED FOR FOOD APPLICATIONS. FREE OF ODOR AND TASTE PROBLEMS. ALSO CAN BE USED FOR NON-ACID, NON-ALKALINE PRODUCTS. GREAT FOR ORGA | NIC SOLVENTS, CHROME CLEANERS, BRAKE FLUIDS AND MINERAL OILS. STYLE: JARCAPACITY/VOLUME: 8 OUNCE (240 ML) DIMENSIONS: 89X64MMCOLOR: NATURALMATERIAL: POLYPROPYLENENECK FINISH: 89-400ATTACHED CAP: BLACK PHENOLIC PULP/ALUMINUM FOIL LINED CAP. |  | 13.1 | 8.9 | 18.4 | 1.2415 | CF | CA | 36 | CA |  | 8 | 540 11 | US | 1 |  | 0 | STND | 30 | AF | IN | IN | IN | LN | WD | HT | P |  |  | O | O | O | O
GS-07F-238AA | QP-PLC-05771 | QORPAK | CLEAR PVC BOTTLES 4 OZ 20-410 | QP-PLC-05771 | CLEAR PVC CYLINDER 20-410 WHITE FOAM CAP 4 OZ | 4 OUNCE (120 ML) CLEAR PVC CYLINDER, 20-410 WHITE POLYPROPYLENE STURDEESEAL PE FOAM LINED CAP ATTACHEDCLEAR PVC CYLINDER BOTTLES PROVIDE AN EXCELLENT RESISTANCE TO OXYGEN PERMEATION, OILS AND GOOD WATER BARRIER CHARACTERISTICS. TRANSPARENT, RIGID CYL | INDERS ALLOW FOR EASY VISUAL IDENTIFICATION OF THE AMOUNT OF PRODUCT INSIDE. NARROW MOUTH CYLINDERS ARE PERFECT FOR HANDLING LIQUID SAMPLES IN THE LAB. THE SHOULDER STYLE ALLOWS YOU TO POUR SMALL QUANTITIES WITHOUT SPILLING. ATTACHED PP STURDEESEAL P | E FOAM LINED CAPS ARE KNOWN FOR GOOD IMPACT STRENGTH, COST EFFECTIVENESS, AND PLIABILITY. THESE POLYPROPYLENE CLOSURES WITH FOAMED POLYETHYLENE LINERS HAVE EXCELLENT SEALING CHARACTERISTICS AND OFFER GOOD CHEMICAL RESISTANCE INCLUDING ACIDS, ALCOHOL |  | 21.8 | 12.8 | 12.4 | 2.0024 | CF | CA | 559 | CA |  | 16 | 540 11 | US | 1 |  | 0 | STND | 30 | AF | IN | IN | IN | LN | WD | HT | P |  |  | O | O | O | O
GS-07F-238AA | QP-PLC-05772 | QORPAK | CLEAR PVC BOTTLES 8 OZ 24-410 | QP-PLC-05772 | CLEAR PVC CYLINDER 24-410 WHITE FOAM CAP 8 OZ | 8 OUNCE (240 ML) CLEAR PVC CYLINDER, 24-410 WHITE POLYPROPYLENE STURDEESEAL PE FOAM LINED CAP ATTACHEDCLEAR PVC CYLINDER BOTTLES PROVIDE AN EXCELLENT RESISTANCE TO OXYGEN PERMEATION, OILS AND GOOD WATER BARRIER CHARACTERISTICS. TRANSPARENT, RIGID CYL | INDERS ALLOW FOR EASY VISUAL IDENTIFICATION OF THE AMOUNT OF PRODUCT INSIDE. NARROW MOUTH CYLINDERS ARE PERFECT FOR HANDLING LIQUID SAMPLES IN THE LAB. THE SHOULDER STYLE ALLOWS YOU TO POUR SMALL QUANTITIES WITHOUT SPILLING. ATTACHED PP STURDEESEAL P | E FOAM LINED CAPS ARE KNOWN FOR GOOD IMPACT STRENGTH, COST EFFECTIVENESS, AND PLIABILITY. THESE POLYPROPYLENE CLOSURES WITH FOAMED POLYETHYLENE LINERS HAVE EXCELLENT SEALING CHARACTERISTICS AND OFFER GOOD CHEMICAL RESISTANCE INCLUDING ACIDS, ALCOHOL |  | 18.9 | 12.8 | 13.8 | 1.932 | CF | CA | 489 | CA |  | 16 | 540 11 | US | 1 |  | 0 | STND | 30 | AF | IN | IN | IN | LN | WD | HT | P |  |  | O | O | O | O
GS-07F-238AA | QP-PLC-05773 | QORPAK | CLEAR PVC BOTTLES 16 OZ 28-410 | QP-PLC-05773 | CLEAR PVC CYLINDER 16 OZ 28-410 WHITE FOAM CAP | 16 OUNCE (480 ML) CLEAR PVC CYLINDER, 28-410 WHITE POLYPROPYLENE STURDEESEAL PE FOAM LINED CAP ATTACHED CLEAR PVC CYLINDER BOTTLES PROVIDE AN EXCELLENT RESISTANCE TO OXYGEN PERMEATION, OILS AND GOOD WATER BARRIER CHARACTERISTICS. TRANSPARENT | ALLOW FOR EASY VISUAL IDENTIFICATION OF THE AMOUNT OF PRODUCT INSIDE. NARROW MOUTH CYLINDERS ARE PERFECT FOR HANDLING LIQUID SAMPLES IN THE LAB. THE SHOULDER STYLE ALLOWS YOU TO POUR SMALL QUANTITIES WITHOUT SPILLING. ATTACHED PP STURDEESEAL | PE FOAM LINED CAPS ARE KNOWN FOR GOOD IMPACT STRENGTH, COST EFFECTIVENESS, AND PLIABILITY. THESE POLYPROPYLENE CLOSURES WITH FOAMED POLYETHYLENE LINERS HAVE EXCELLENT SEALING CHARACTERISTICS AND OFFER GOOD CHEMICAL RESISTANCE INCLUDING ACIDS, ALCOHOL |  | 18.9 | 12.8 | 13.8 | 1.932 | CF | CA | 243 | CA |  | 16 | 540 11 | US | 1 |  | 0 | STND | 30 | AF | IN | IN | IN | LN | WD | HT | P |  |  | O | O | O | O
GS-07F-238AA | QP-PLC-05774 | QORPAK | PVC BOTTLES 28-410 WHT CAP 32OZ CS/128 | QP-PLC-05774 | CLEAR PVC CYLINDER 28-410 WHITE FOAM CAP 32 OZ | 32 OUNCE (960 ML) CLEAR PVC CYLINDER, 28-410 WHITE POLYPROPYLENE STURDEESEAL PE FOAM LINED CAP ATTACHED CLEAR PVC CYLINDER BOTTLES PROVIDE AN EXCELLENT RESISTANCE TO OXYGEN PERMEATION, OILS AND GOOD WATER BARRIER CHARACTERISTICS. | CYLINDERS ALLOW FOR EASY VISUAL IDENTIFICATION OF THE AMOUNT OF PRODUCT INSIDE. NARROW MOUTH CYLINDERS ARE PERFECT FOR HANDLING LIQUID SAMPLES IN THE LAB. THE SHOULDER STYLE ALLOWS YOU TO POUR SMALL QUANTITIES WITHOUT SPILLING. | PE FOAM LINED CAPS ARE KNOWN FOR GOOD IMPACT STRENGTH, COST EFFECTIVENESS, AND PLIABILITY. THESE POLYPROPYLENE CLOSURES WITH FOAMED POLYETHYLENE LINERS HAVE EXCELLENT SEALING CHARACTERISTICS AND OFFER GOOD CHEMICAL RESISTANCE INCLUDING ACIDS, ALCOHOL |  | 21.8 | 12.8 | 12.4 | 2.0024 | CF | CA | 128 | CA |  | 16 | 540 11 | US | 1 |  | 0 | STND | 30 | AF | IN | IN | IN | LN | WD | HT | P |  |  | O | O | O | O
GS-07F-238AA | QP-PLC-06388 | QORPAK | 32 OZ PP JAR 120-400 | QP-PLC-06388 | NATURAL JAR 120-400 WHITE FOAM CAP 32 OZ | NATURAL POLYPROPYLENE JARS ARE TRANSLUCENT AND DURABLE. JARS ARE IDEAL FOR STORING AND COLLECTING SPECIMENS AND LAB SUPPLIES. WIDE NECK AND STRAIGHT SIDES FACILITATE EASY RECOVERY OF CONTENTS. POLYPROPYLENE OFFERS GREATER TOLERANCE TO HIGH TEMPERATUR | ES THAN HDPE AND BETTER CONTACT CLARITY. ATTACHED PP STURDEESEAL PE FOAM LINED CAPS ARE KNOWN FOR GOOD IMPACT STRENGTH, COST EFFECTIVENESS, AND PLIABILITY. THESE POLYPROPYLENE CLOSURES WITH FOAMED POLYETHYLENE LINERS HAVE EXCELLENT SEALING CHARACTERI | STICS AND OFFER GOOD CHEMICAL RESISTANCE INCLUDING ACIDS, ALCOHOLS, ALKALIS, AQUEOUS PRODUCTS, COSMETICS, HOUSEHOLD OILS AND SOLVENTS. STYLE: JARCAPACITY/VOLUME: 32 OUNCE (960 ML) DIMENSIONS: 120X96MMCOLOR: NATURALMATERIAL: POLYPROPYLENENECK FINISH |  | 13.6 | 9.7 | 9.8 | 0.7482 | CF | CA | 60 | CA |  | 16 | 540 11 | US | 1 |  | 0 | STND | 30 | AF | IN | IN | IN | LN | WD | HT | P |  |  | O | O | O | O
GS-07F-238AA | QP-PLC-06589 | QORPAK | 2 OZ CLEAR PET PACKER 33-400 PE | QP-PLC-06589 | CLEAR PET PACKER 33-400 WHITE FOAM CAP 60ML | CLEAR PET PACKER BOTTLES PROVIDE A GOOD ALCOHOL AND SOLVENT BARRIER. THESE CLEAR AND TRANSPARENT BOTTLES MAKE SAMPLE IDENTIFICATION A SNAP. PET IS STRESS AND IMPACT RESISTANT. IDEAL FOR OIL ANALYSIS. THEY FEATURE GLASS-LIKE CLARITY AND ARE DURABLE AN | D RIGID. THEY ALSO HAVE EXCEPTIONAL GAS AND MOISTURE BARRIER PROPERTIES AND A GOOD ALCOHOL PE FOAM LINED CAPS ARE KNOWN FOR GOOD IMPACT STRENGTH, COST EFFECTIVENESS, AND PLIABILITY. THESE POLYPROPYLENE CLOSURES WITH FOAMED POLYETHYLENE LINERS HAVE EX | CELLENT SEALING CHARACTERISTICS AND OFFER GOOD CHEMICAL RESISTANCE INCLUDING ACIDS, ALCOHOLS, ALKALIS, AQUEOUS PRODUCTS, COSMETICS, HOUSEHOLD OILS AND SOLVENTS. STYLE: PACKER BOTTLECAPACITY/VOLUME: 2 OUNCE (60 ML) DIMENSIONS: 34X71MMCOLOR: CLEARMAT |  | 16.6 | 11.3 | 14.6 | 1.5849 | CF | CA | 48 | CA |  | 8 | 540 11 | US | 1 |  | 0 | STND | 30 | AF | IN | IN | IN | LN | WD | HT | P |  |  | O | O | O | O
GS-07F-238AA | QP-PLC-06590 | QORPAK | 2 OZ AMBER PET PACKER J | QP-PLC-06590 | AMBER PET PACKER 33-400 WHITE FOAM CAP 60ML | 2 OUNCE (60 ML) AMBER PET (PLASTIC) PACKER JARS, 33-400 PE FOAM LINED CAPS AMBER PET PACKER BOTTLES PROTECT FROM HARMFUL LIGHT AND UV RAYS. THEY ARE GLASS-LIKE CLARITY AND ARE DURABLE AND RIGID. THEY ALSO HAVE EXCEPTIONAL GAS AND MOISTURE BARRIER | . PET IS STRESS AND IMPACT RESISTANT AND PROVIDES A GOOD ALCOHOL AND SOLVENT BARRIER. PET BOTTLES ARE IDEAL FOR OIL ANALYSIS. ATTACHED PP STURDEESEAL PE FOAM LINED CAPS ARE KNOWN FOR GOOD IMPACT STRENGTH, COST EFFECTIVENESS, AND PLIABILITY. THE | SE POLYPROPYLENE CLOSURES WITH FOAMED POLYETHYLENE LINERS HAVE EXCELLENT SEALING CHARACTERISTICS AND OFFER GOOD CHEMICAL RESISTANCE INCLUDING ACIDS, ALCOHOLS, ALKALIS, AQUEOUS PRODUCTS, COSMETICS, HOUSEHOLD OILS AND SOLVENTS. STYLE: PACKER BOTTLE CAP |  | 19.9 | 13.4 | 8.6 | 1.3271 | CF | CA | 48 | CA |  | 8 | 540 11 | US | 1 |  | 0 | STND | 30 | AF | IN | IN | IN | LN | WD | HT | P |  |  | O | O | O | O
GS-07F-238AA | QP-PLC-06591 | QORPAK | 4 OZ CLEAR PET PACKER 38-400 PE | QP-PLC-06591 | CLEAR PET PACKER 120ML 38-400 WHITE FOAM CAP | CLEAR PET PACKER BOTTLES PROVIDE A GOOD ALCOHOL AND SOLVENT BARRIER. THESE CLEAR AND TRANSPARENT BOTTLES MAKE SAMPLE IDENTIFICATION A SNAP. PET IS STRESS AND IMPACT RESISTANT. IDEAL FOR OIL ANALYSIS. THEY FEATURE GLASS-LIKE CLARITY AND ARE DURABLE AN | D RIGID. THEY ALSO HAVE EXCEPTIONAL GAS AND MOISTURE BARRIER PROPERTIES AND A GOOD ALCOHOL PE FOAM LINED CAPS ARE KNOWN FOR GOOD IMPACT STRENGTH, COST EFFECTIVENESS, AND PLIABILITY. THESE POLYPROPYLENE CLOSURES WITH FOAMED POLYETHYLENE LINERS HAVE EX | CELLENT SEALING CHARACTERISTICS AND OFFER GOOD CHEMICAL RESISTANCE INCLUDING ACIDS, ALCOHOLS, ALKALIS, AQUEOUS PRODUCTS, COSMETICS, HOUSEHOLD OILS AND SOLVENTS. STYLE: PACKER BOTTLECAPACITY/VOLUME: 4 OUNCE (120 ML) DIMENSIONS: 40X92MMCOLOR: CLEARMA |  | 24.4 | 16.4 | 10.3 | 2.3852 | CF | CA | 48 | CA |  | 8 | 540 11 | US | 1 |  | 0 | STND | 30 | AF | IN | IN | IN | LN | WD | HT | P |  |  | O | O | O | O
GS-07F-238AA | QP-PLC-06592 | QORPAK | 4 OZ AMBER PET PACKER | QP-PLC-06592 | AMBER PET PACKER 120ML 38-400 WHITE FOAM CAP | 4 OUNCE (120 ML) AMBER PET (PLASTIC) PACKER JARS, 38-400 PE FOAM LINED CAPSAMBER PET PACKER BOTTLES PROTECT FROM HARMFUL LIGHT AND UV RAYS. THEY ARE GLASS-LIKE CLARITY AND ARE DURABLE AND RIGID. THEY ALSO HAVE EXCEPTIONAL GAS AND MOISTURE BARRIER PRO | PERTIES. PET IS STRESS AND IMPACT RESISTANT AND PROVIDES A GOOD ALCOHOL AND SOLVENT BARRIER. PET BOTTLES ARE IDEAL FOR OIL ANALYSIS. ATTACHED PP STURDEESEAL PE FOAM LINED CAPS ARE KNOWN FOR GOOD IMPACT STRENGTH, COST EFFECTIVENESS, AND PLIABILITY. TH | ESE POLYPROPYLENE CLOSURES WITH FOAMED POLYETHYLENE LINERS HAVE EXCELLENT SEALING CHARACTERISTICS AND OFFER GOOD CHEMICAL RESISTANCE INCLUDING ACIDS, ALCOHOLS, ALKALIS, AQUEOUS PRODUCTS, COSMETICS, HOUSEHOLD OILS AND SOLVENTS. STYLE: PACKER BOTTLECA |  | 14.2 | 9.6 | 11.5 | 0.9072 | CF | CA | 48 | CA |  | 8 | 540 11 | US | 1 |  | 0 | STND | 30 | AF | IN | IN | IN | LN | WD | HT | P |  |  | O | O | O | O
GS-07F-238AA | QP-PLC-06593 | QORPAK | 8.5 OZ AMBER PET PACKE | QP-PLC-06593 | AMBER PET PACKER 250ML 45-400 WHITE FOAM CAP | 8.5 OUNCE (250 ML) AMBER PET (PLASTIC) PACKER JARS, 45-400 PE FOAM LINED CAPSAMBER PET PACKER BOTTLES PROTECT FROM HARMFUL LIGHT AND UV RAYS. THEY ARE GLASS-LIKE CLARITY AND ARE DURABLE AND RIGID. THEY ALSO HAVE EXCEPTIONAL GAS AND MOISTURE BARRIER P | ROPERTIES. PET IS STRESS AND IMPACT RESISTANT AND PROVIDES A GOOD ALCOHOL AND SOLVENT BARRIER. PET BOTTLES ARE IDEAL FOR OIL ANALYSIS. ATTACHED PP STURDEESEAL PE FOAM LINED CAPS ARE KNOWN FOR GOOD IMPACT STRENGTH, COST EFFECTIVENESS, AND PLIABILITY. | THESE POLYPROPYLENE CLOSURES WITH FOAMED POLYETHYLENE LINERS HAVE EXCELLENT SEALING CHARACTERISTICS AND OFFER GOOD CHEMICAL RESISTANCE INCLUDING ACIDS, ALCOHOLS, ALKALIS, AQUEOUS PRODUCTS, COSMETICS, HOUSEHOLD OILS AND SOLVENTS. STYLE: PACKER BOTTLE |  | 9.2 | 6.3 | 14.9 | 0.4998 | CF | CA | 48 | CA |  | 8 | 540 11 | US | 1 |  | 0 | STND | 30 | AF | IN | IN | IN | LN | WD | HT | P |  |  | O | O | O | O
GS-07F-238AA | QP-PLC-06594 | QORPAK | 8.5 OZ CLEAR PET PACKER 45-400 | QP-PLC-06594 | CLEAR PET PACKER 250ML 45-400 WHITE FOAM CAP | CLEAR PET PACKER BOTTLES PROVIDE A GOOD ALCOHOL AND SOLVENT BARRIER. THESE CLEAR AND TRANSPARENT BOTTLES MAKE SAMPLE IDENTIFICATION A SNAP. PET IS STRESS AND IMPACT RESISTANT. IDEAL FOR OIL ANALYSIS. THEY FEATURE GLASS-LIKE CLARITY AND ARE DURABLE AN | D RIGID. THEY ALSO HAVE EXCEPTIONAL GAS AND MOISTURE BARRIER PROPERTIES AND A GOOD ALCOHOL PE FOAM LINED CAPS ARE KNOWN FOR GOOD IMPACT STRENGTH, COST EFFECTIVENESS, AND PLIABILITY. THESE POLYPROPYLENE CLOSURES WITH FOAMED POLYETHYLENE LINERS HAVE EX | CELLENT SEALING CHARACTERISTICS AND OFFER GOOD CHEMICAL RESISTANCE INCLUDING ACIDS, ALCOHOLS, ALKALIS, AQUEOUS PRODUCTS, COSMETICS, HOUSEHOLD OILS AND SOLVENTS. STYLE: PACKER BOTTLECAPACITY/VOLUME: 8.5 OUNCE (250 ML) DIMENSIONS: 46X112MMCOLOR: CLEA |  | 11.3 | 11.3 | 13.4 | 0.9902 | CF | CA | 48 | CA |  | 8 | 540 11 | US | 1 |  | 0 | STND | 30 | AF | IN | IN | IN | LN | WD | HT | P |  |  | O | O | O | O
GS-07F-238AA | QP-PLC-06596 | QORPAK | 16 OZ CLEAR PET PACKER 45-400 P | QP-PLC-06596 | CLEAR PET PACKER 45-400 WHITE FOAM CAP 500ML | CLEAR PET PACKER BOTTLES PROVIDE A GOOD ALCOHOL AND SOLVENT BARRIER. THESE CLEAR AND TRANSPARENT BOTTLES MAKE SAMPLE IDENTIFICATION A SNAP. PET IS STRESS AND IMPACT RESISTANT. IDEAL FOR OIL ANALYSIS. THEY FEATURE GLASS-LIKE CLARITY AND ARE DURABLE AN | D RIGID. THEY ALSO HAVE EXCEPTIONAL GAS AND MOISTURE BARRIER PROPERTIES AND A GOOD ALCOHOL PE FOAM LINED CAPS ARE KNOWN FOR GOOD IMPACT STRENGTH, COST EFFECTIVENESS, AND PLIABILITY. THESE POLYPROPYLENE CLOSURES WITH FOAMED POLYETHYLENE LINERS HAVE EX | CELLENT SEALING CHARACTERISTICS AND OFFER GOOD CHEMICAL RESISTANCE INCLUDING ACIDS, ALCOHOLS, ALKALIS, AQUEOUS PRODUCTS, COSMETICS, HOUSEHOLD OILS AND SOLVENTS. STYLE: PACKER BOTTLECAPACITY/VOLUME: 16 OUNCE (500 ML) DIMENSIONS: 46X135MMCOLOR: CLEAR |  | 21.1 | 14.2 | 10.1 | 1.7513 | CF | CA | 24 | CA |  | 8 | 540 11 | US | 1 |  | 0 | STND | 30 | AF | IN | IN | IN | LN | WD | HT | P |  |  | O | O | O | O
GS-07F-238AA | QP-PLC-06794 | QORPAK | 4 OZ CLEAR PET PACKER 38-400 GR | QP-PLC-06794 | CLEAR PET PACKER 120ML 38-400 GREEN PTFE CAP | CLEAR PET PACKER BOTTLES PROVIDE A GOOD ALCOHOL AND SOLVENT BARRIER. THESE CLEAR AND TRANSPARENT BOTTLES MAKE SAMPLE IDENTIFICATION A SNAP. PET IS STRESS AND IMPACT RESISTANT. IDEAL FOR OIL ANALYSIS. THEY FEATURE GLASS-LIKE CLARITY AND ARE DURABLE AN | D RIGID. THEY ALSO HAVE EXCEPTIONAL GAS AND MOISTURE BARRIER PROPERTIES AND A GOOD ALCOHOL PTFE LINED CAP. |  |  | 24.1 | 18.8 | 11.1 | 2.9104 | CF | CA | 48 | CA |  | 8 | 540 11 | US | 1 |  | 0 | STND | 30 | AF | IN | IN | IN | LN | WD | HT | P |  |  | O | O | O | O
GS-07F-238AA | QP-PLC-06884 | QORPAK | 6.75 OZ CLEAR PET PACKER 38-400 | QP-PLC-06884 | CLEAR PET PACKER 200ML 38-400 WHITE FOAM CAP | CLEAR PET PACKER BOTTLES PROVIDE A GOOD ALCOHOL AND SOLVENT BARRIER. THESE CLEAR AND TRANSPARENT BOTTLES MAKE SAMPLE IDENTIFICATION A SNAP. PET IS STRESS AND IMPACT RESISTANT. IDEAL FOR OIL ANALYSIS. THEY FEATURE GLASS-LIKE CLARITY AND ARE DURABLE AN | D RIGID. THEY ALSO HAVE EXCEPTIONAL GAS AND MOISTURE BARRIER PROPERTIES AND A GOOD ALCOHOL PE FOAM LINED CAPS ARE KNOWN FOR GOOD IMPACT STRENGTH, COST EFFECTIVENESS, AND PLIABILITY. THESE POLYPROPYLENE CLOSURES WITH FOAMED POLYETHYLENE LINERS HAVE EX | CELLENT SEALING CHARACTERISTICS AND OFFER GOOD CHEMICAL RESISTANCE INCLUDING ACIDS, ALCOHOLS, ALKALIS, AQUEOUS PRODUCTS, COSMETICS, HOUSEHOLD OILS AND SOLVENTS. STYLE: PACKER BOTTLECAPACITY/VOLUME: 6.75" OUNCE (200 ML) DIMENSIONS: 59X109MMCOLOR: CLE |  | 19.2 | 12.7 | 15.1 | 2.1308 | CF | CA | 335 | CA |  | 16 | 540 11 | US | 1 |  | 0 | STND | 30 | AF | IN | IN | IN | LN | WD | HT | P |  |  | O | O | O | O
GS-07F-238AA | QP-PLC-07097 | QORPAK | 4 OZ HEAVY DUTY PET BOTTLE SUPER CLEANE | QP-PLC-07097 | HEAVYWEIGHT PET PACKER 120ML SUPER CLEANED/ CERTIFIED FOR OIL ANALYSIS | 4 OUNCE (120 ML) CLEAR HEAVYWEIGHT (24 GRAM THICKNESS) PET PACKER, 38-400 WHITE POLYPROPYLENE STURDEESEAL PE FOAM LINED CAP ATTACHED, SUPER CLEANED CLEAN LABEL FOR EASY IDENTIFICATION. THE HEAVYWEIGHT BOTTLES WILL WITHSTAND THE USE OF A VACUUM PUMP. | STYLE: PACKER BOTTLECAPACITY/VOLUME: 4 OUNCE (120ML) DIMENSIONS: 40X92MMCOLOR: CLEARMATERIAL: PETNECK FINISH: 38-400ATTACHED CAP: WHITE POLYPROPYLENE STURDEESEAL PE FOAM LINED CAPTREATMENT/GRADE: SUPER CLEANED CERTIFIED FOR OIL ANALYSISLEAD TIME TWO | WEEKS ON ALL CLEANED ITEMS. |  | 15.8 | 10 | 10.7 | 0.9784 | CF | CA | 48 | CA |  | 8 | 540 11 | US | 1 |  | 0 | STND | 30 | AF | IN | IN | IN | LN | WD | HT | P |  |  | O | O | O | O
GS-07F-238AA | QP-PLC-07184 | QORPAK | 1 OZ WHITE PP JAR 43- | QP-PLC-07184 | WHITE JAR 1 OZ 43-400 WHITE LINERLESS CAP | WHITE POLYPROPYLENE JARS ARE IDEAL FOR SOLIDS, POWDERS AND COSMETICS. JARS ARE IDEAL FOR STORING AND COLLECTING SPECIMENS AND LAB SUPPLIES. WIDE NECK AND STRAIGHT SIDES FACILITATE EASY RECOVERY OF CONTENTS. POLYPROPYLENE OFFERS GREATER TOLERANCE TO H | IGH TEMPERATURES THAN HDPE AND BETTER CONTACT CLARITY. ATTACHED UNLINED WHITE POLYPROPYLENE CAPS ARE KNOWN FOR GOOD IMPACT STRENGTH, COST EFFECTIVENESS, AND PLIABILITY. STYLE: JARCAPACITY/VOLUME: 1 OUNCE (30 ML) DIMENSIONS: 42X40MMCOLOR: WHITEMATERI | AL: POLYPROPYLENENECK FINISH: 43-400ATTACHED CAP: WHITE POLYPROPYLENE UNLINED CAP. |  | 18.9 | 12.8 | 13.8 | 1.932 | CF | CA | 72 | CA |  | 8 | 540 11 | US | 1 |  | 0 | STND | 30 | AF | IN | IN | IN | LN | WD | HT | P |  |  | O | O | O | O
GS-07F-238AA | QP-PLC-07185 | QORPAK | 2 OZ WHITE PP JAR 53- | QP-PLC-07185 | WHITE JAR 53-400 WHITE LINERLESS CAP 2 OZ | WHITE POLYPROPYLENE JARS ARE IDEAL FOR SOLIDS, POWDERS AND COSMETICS. JARS ARE IDEAL FOR STORING AND COLLECTING SPECIMENS AND LAB SUPPLIES. WIDE NECK AND STRAIGHT SIDES FACILITATE EASY RECOVERY OF CONTENTS. POLYPROPYLENE OFFERS GREATER TOLERANCE TO H | IGH TEMPERATURES THAN HDPE AND BETTER CONTACT CLARITY. ATTACHED UNLINED WHITE POLYPROPYLENE CAPS ARE KNOWN FOR GOOD IMPACT STRENGTH, COST EFFECTIVENESS, AND PLIABILITY. STYLE: JARCAPACITY/VOLUME: 2 OUNCE (60 ML) DIMENSIONS: 51X45MMCOLOR: WHITEMATERI | AL: POLYPROPYLENENECK FINISH: 53-400ATTACHED CAP: WHITE POLYPROPYLENE UNLINED CAP. |  | 31.6 | 21.2 | 16.9 | 6.5519 | CF | CA | 48 | CA |  | 8 | 540 11 | US | 1 |  | 0 | STND | 30 | AF | IN | IN | IN | LN | WD | HT | P |  |  | O | O | O | O
GS-07F-238AA | QP-PLC-07186 | QORPAK | 4 OZ WHITE PP JAR 58 | QP-PLC-07186 | WHITE JAR 58-400 WHITE LINERLESS CAP 4 OZ | WHITE POLYPROPYLENE JARS ARE IDEAL FOR SOLIDS, POWDERS AND COSMETICS. JARS ARE IDEAL FOR STORING AND COLLECTING SPECIMENS AND LAB SUPPLIES. WIDE NECK AND STRAIGHT SIDES FACILITATE EASY RECOVERY OF CONTENTS. POLYPROPYLENE OFFERS GREATER TOLERANCE TO H | IGH TEMPERATURES THAN HDPE AND BETTER CONTACT CLARITY. ATTACHED UNLINED WHITE POLYPROPYLENE CAPS ARE KNOWN FOR GOOD IMPACT STRENGTH, COST EFFECTIVENESS, AND PLIABILITY. STYLE: JARCAPACITY/VOLUME: 4 OUNCE (120 ML) DIMENSIONS: 56X70MMCOLOR: WHITEMATER | IAL: POLYPROPYLENENECK FINISH: 58-400ATTACHED CAP: WHITE POLYPROPYLENE UNLINED CAP. |  | 24.2 | 24.2 | 22.7 | 7.6933 | CF | CA | 36 | CA |  | 8 | 540 11 | US | 1 |  | 0 | STND | 30 | AF | IN | IN | IN | LN | WD | HT | P |  |  | O | O | O | O
GS-07F-238AA | QP-PLC-07187 | QORPAK | 8 OZ WHITE PP JAR 70 | QP-PLC-07187 | WHITE JAR 70-400 WHITE LINERLESS CAP 8 OZ | WHITE POLYPROPYLENE JARS ARE IDEAL FOR SOLIDS, POWDERS AND COSMETICS. JARS ARE IDEAL FOR STORING AND COLLECTING SPECIMENS AND LAB SUPPLIES. WIDE NECK AND STRAIGHT SIDES FACILITATE EASY RECOVERY OF CONTENTS. POLYPROPYLENE OFFERS GREATER TOLERANCE TO H | IGH TEMPERATURES THAN HDPE AND BETTER CONTACT CLARITY. ATTACHED UNLINED WHITE POLYPROPYLENE CAPS ARE KNOWN FOR GOOD IMPACT STRENGTH, COST EFFECTIVENESS, AND PLIABILITY. STYLE: JARCAPACITY/VOLUME: 8 OUNCE (240 ML) DIMENSIONS: 64X86MMCOLOR: WHITEMATER | IAL: POLYPROPYLENENECK FINISH: 70-400ATTACHED CAP: WHITE POLYPROPYLENE UNLINED CAP. |  | 18.9 | 12.8 | 13.8 | 1.932 | CF | CA | 36 | CA |  | 8 | 540 11 | US | 1 |  | 0 | STND | 30 | AF | IN | IN | IN | LN | WD | HT | P |  |  | O | O | O | O
GS-07F-238AA | QP-PLC-07188 | QORPAK | 16 OZ WHITE PP JAR 8 | QP-PLC-07188 | WHITE JAR 16 OZ 89-400 WHITE LINERLESS CAP | WHITE POLYPROPYLENE JARS ARE IDEAL FOR SOLIDS, POWDERS AND COSMETICS. JARS ARE IDEAL FOR STORING AND COLLECTING SPECIMENS AND LAB SUPPLIES. WIDE NECK AND STRAIGHT SIDES FACILITATE EASY RECOVERY OF CONTENTS. POLYPROPYLENE OFFERS GREATER TOLERANCE TO H | IGH TEMPERATURES THAN HDPE AND BETTER CONTACT CLARITY. ATTACHED UNLINED WHITE POLYPROPYLENE CAPS ARE KNOWN FOR GOOD IMPACT STRENGTH, COST EFFECTIVENESS, AND PLIABILITY. STYLE: JARCAPACITY/VOLUME: 16 OUNCE (480 ML) DIMENSIONS: 88X96MMCOLOR: WHITEMATE | RIAL: POLYPROPYLENENECK FINISH: 89-400ATTACHED CAP: WHITE POLYPROPYLENE UNLINED CAP. |  | 6.3 | 4.3 | 6.9 | 0.1082 | CF | CA | 24 | CA |  | 8 | 540 11 | US | 1 |  | 0 | STND | 30 | AF | IN | IN | IN | LN | WD | HT | P |  |  | O | O | O | O
GS-07F-238AA | QP-PLC-07189 | QORPAK | 32 OZ WHITE PP JAR 1 | QP-PLC-07189 | WHITE JAR 120-400 WHITE LINERLESS CAP 32 OZ | WHITE POLYPROPYLENE JARS ARE IDEAL FOR SOLIDS, POWDERS AND COSMETICS. JARS ARE IDEAL FOR STORING AND COLLECTING SPECIMENS AND LAB SUPPLIES. WIDE NECK AND STRAIGHT SIDES FACILITATE EASY RECOVERY OF CONTENTS. POLYPROPYLENE OFFERS GREATER TOLERANCE TO H | IGH TEMPERATURES THAN HDPE AND BETTER CONTACT CLARITY. ATTACHED UNLINED WHITE POLYPROPYLENE CAPS ARE KNOWN FOR GOOD IMPACT STRENGTH, COST EFFECTIVENESS, AND PLIABILITY. STYLE: JARCAPACITY/VOLUME: 32 OUNCE (960 ML) DIMENSIONS: 119X96MMCOLOR: WHITEMAT | ERIAL: POLYPROPYLENENECK FINISH: 120-400ATTACHED CAP: WHITE POLYPROPYLENE UNLINED CAP. |  | 6.4 | 5.1 | 7.9 | 0.1492 | CF | CA | 24 | CA |  | 8 | 540 11 | US | 1 |  | 0 | STND | 30 | AF | IN | IN | IN | LN | WD | HT | P |  |  | O | O | O | O
GS-07F-238AA | QP-PLC-08804 | QORPAK | 4 OZ CLEAR HEAVYWEIGHT PET BOTTL | QP-PLC-08804 | CLEAR HEAVYWEIGHT PET BOTTLES 120ML 38-400 WHITE FOAM CAP | HEAVYWEIGHT CLEAR PET PACKER BOTTLES FEATURE A HEAVY WALL CONSTRUCTION (24GRAM THICKNESS) THAT WILL WITHSTAND THE USE OF A VACUUM PUMP AND HIGHER SAMPLING TEMPERATURES. PET PACKER BOTTLES FEATURE GLASS LIKE CLARITY AND ARE DURABLE AND RIGID. STRESS A | ND IMPACT RESISTANT, THEY HAVE EXCEPTIONAL GAS AND MOISTURE BARRIER PROPERTIES AND A GOOD ALCOHOL PE FOAM LINED CAPS ARE KNOWN FOR GOOD IMPACT STRENGTH, COST EFFECTIVENESS, AND PLIABILITY. THESE POLYPROPYLENE CLOSURES WITH FOAMED POLYETHYLENE LINERS | HAVE EXCELLENT SEALING CHARACTERISTICS AND OFFER GOOD CHEMICAL RESISTANCE INCLUDING ACIDS, ALCOHOLS, ALKALIS, AQUEOUS PRODUCTS, COSMETICS, HOUSEHOLD OILS AND SOLVENTS. STYLE: PACKER BOTTLECAPACITY/VOLUME: 4 OUNCE (120 ML) DIMENSIONS: 40X92MMCOLOR: |  | 7.5 | 7.2 | 9.1 | 0.2844 | CF | CA | 48 | CA |  | 8 | 540 11 | US | 1 |  | 0 | STND | 30 | AF | IN | IN | IN | LN | WD | HT | P |  |  | O | O | O | O
GS-07F-238AA | QP-PLC-08925 | QORPAK | 4 OZ PET BOTTLE SUPER CLEANED & CERTIFI | QP-PLC-08925 | PET JAR 120ML SUPER CLEANED/ CERTIFIED FOR OIL ANALYSIS 4 OZ | 4 OUNCE (120 ML) CLEAR PET PACKER, 38-400 WHITE POLYPROPYLENE STURDEESEAL PE FOAM LINED CAP ATTACHED, SUPER CLEANED CLEAN LABEL FOR EASY IDENTIFICATION. AVAILABLE IN EITHER REGULAR OR HEAVYWEIGHT BOTTLES. THE HEAVYWEIGHT BOTTLES WILL WITHSTAND THE US | E OF A VACUUM PUMP. STYLE: PACKER BOTTLECAPACITY/VOLUME: 4 OUNCE (120ML) DIMENSIONS: 40X92MMCOLOR: CLEARMATERIAL: PETNECK FINISH: 38-400ATTACHED CAP: WHITE POLYPROPYLENE STURDEESEAL PE FOAM LINED CAPTREATMENT/GRADE: SUPER CLEANED CERTIFIED FOR OIL A | NALYSIS LEAD TIME TWO WEEKS ON ALL CLEANED ITEMS. |  | 7.9 | 7.9 | 10.6 | 0.3828 | CF | CA | 48 | CA |  | 8 | 540 11 | US | 1 |  | 0 | STND | 30 | AF | IN | IN | IN | LN | WD | HT | P |  |  | O | O | O | O
GS-07F-238AA | QP-PLC-09064 | QORPAK | PLASTIC LAB BOTTLES 32 OZ WIDE | QP-PLC-09064 | HDPE WIDE MOUTH ROUND 950ML GREEN PTFE CAP 32 OZ | NATURAL HDPE WIDE MOUTH ROUND BOTTLES ARE IDEAL FOR GENERAL LAB USE WITH SOLIDS AND POWDERS. THESE HDPE BOTTLES PROVIDE AN EXCELLENT MOISTURE BARRIER AND ARE IMPACT RESISTANT. THEY ARE IDEAL FOR HIGH-SPEED FILLING, DEMANDING PHARMACEUTICAL SPECIFICAT | IONS AND THE ROUGH HANDLING OF INTERSTATE SHIPPING. ATTACHED GREEN THERMOSET (PHENOLIC) ARE KNOWN FOR PROVIDING THE WIDEST RANGE OF CHEMICAL COMPATIBILITY AND FOR BEING THE MOST TEMPERATURE TOLERANT OF PLASTIC CLOSURES. THE COLOR GREEN EASILY IDENTIF | IES THE PTFE LINER SYSTEM. FOAM BACKED PTFE LINERS RESIST ATTACK FROM VIRTUALLY ALL CHEMICALS AT ROOM TEMPERATURE AND PROVIDES RESILIENCE FOR A TIGHT SEAL WITH A LOW MOISTURE TRANSMISSION RATE. F217 HAS A LOW DENSITY FOAM CORE BETWEEN TWO SOLID LAYE |  | 10.3 | 4.8 | 12.3 | 0.3519 | CF | CA | 72 | CA |  | 8 | 540 11 | US | 1 |  | 0 | STND | 30 | AF | IN | IN | IN | LN | WD | HT | P |  |  | O | O | O | O
GS-07F-238AA | QP-PLC-09533 | QORPAK | PLASTIC LAB BOTTLES 68 OZ WID | QP-PLC-09533 | HDPE WIDE MOUTH ROUND 2000ML 89-400 WHITE UNLINED CAP 68 OZ | NATURAL HDPE WIDE MOUTH ROUND BOTTLES ARE IDEAL FOR GENERAL LAB USE WITH SOLIDS AND POWDERS. THESE HDPE BOTTLES PROVIDE AN EXCELLENT MOISTURE BARRIER AND ARE IMPACT RESISTANT. THEY ARE IDEAL FOR HIGH-SPEED FILLING, DEMANDING PHARMACEUTICAL SPECIFICAT | IONS AND THE ROUGH HANDLING OF INTERSTATE SHIPPING. ATTACHED UNLINED WHITE POLYPROPYLENE CAPS ARE KNOWN FOR GOOD IMPACT STRENGTH, COST EFFECTIVENESS, AND PLIABILITY. STYLE: WIDE MOUTH ROUND BOTTLECAPACITY/VOLUME: 68 OUNCE (2,000 ML) DIMENSIONS: 80X2 | 16MMCOLOR: NATURALMATERIAL: HDPENECK FINISH: 89-400ATTACHED CAP: WHITE POLYPROPYLENE UNLINED CAP. |  | 7.9 | 7.9 | 10.6 | 0.3828 | CF | CA | 50 | CA |  | 15 | 540 11 | US | 1 |  | 0 | STND | 30 | AF | IN | IN | IN | LN | WD | HT | P |  |  | O | O | O | O
GS-07F-238AA | QP-PLC-09773 | QORPAK | STERILE PP VIAL 4 OZ | QP-PLC-09773 | NATURAL HIGH PROFILE HINGED VIAL 4 OZ | LAB GRADE POLYPROPYLENE HINGED VIALS ARE STERILE, LEAK-PROOF AND AIRTIGHT. THE CONTAINERS ARE MANUFACTURED IN FDA APPROVED CLASS 10,00 AND CLASS 100,000 CLEAN ROOMS. THE CONTAINERS ARE STERILE BY PROCESS AND FOR MOST APPLICATIONS DO NOT REQUIRE A SEC | OND MEANS OF STERILIZATION. THE CONTAINERS ARE PHYSICALLY CLOSED IN THE MOLD AS PART OF THE MANUFACTURING PROCESS IN CLEAN ROOMS USING HEPA-FILTRATION SYSTEMS, GUARANTEEING ZERO PARTICULATES LARGER THAN ONE HALF MICRON. THEY ARE NON-ABSORPTIVE AND NO | N-AEROSOLING. THE FLIP-TOP IS INTEGRALLY HINGED TO THE CONTAINER, ALLOWING THE USER TO OPEN AND CLOSE THE CONTAINER WITH ONE HAND. STYLE: HINGED PLAIN VIALS HIGH PROFILECAPACITY/VOLUME: 4 OUNCE (120 ML)COLOR: NATURALMATERIAL: POLYPROPYLENESTERILE: Y |  | 11.3 | 8.3 | 10.4 | 0.5645 | CF | CA | 250 | CA |  | 8 | 540 11 | US | 1 |  | 0 | STND | 30 | AF | IN | IN | IN | LN | WD | HT | P |  |  | O | O | O | O
GS-07F-238AA | QP-PLC-09775 | QORPAK | STERILE PP VIAL 4OZ | QP-PLC-09775 | NATURAL HIGH PROFILE CUSTODY HINGED VIAL HIGH SECURITY 4 OZ | LAB GRADE POLYPROPYLENE HINGED VIALS ARE STERILE, LEAK-PROOF AND AIRTIGHT. THE CONTAINERS ARE MANUFACTURED IN FDA APPROVED CLASS 10,00 AND CLASS 100,000 CLEAN ROOMS. THE CONTAINERS ARE STERILE BY PROCESS AND FOR MOST APPLICATIONS DO NOT REQUIRE A SEC | OND MEANS OF STERILIZATION. THE CONTAINERS ARE PHYSICALLY CLOSED IN THE MOLD AS PART OF THE MANUFACTURING PROCESS IN CLEAN ROOMS USING HEPA-FILTRATION SYSTEMS, GUARANTEEING ZERO PARTICULATES LARGER THAN ONE HALF MICRON. THEY ARE NON-ABSORPTIVE AND NO | N-AEROSOLING. THE FLIP-TOP IS INTEGRALLY HINGED TO THE CONTAINER, ALLOWING THE USER TO OPEN AND CLOSE THE CONTAINER WITH ONE HAND. STYLE: HINGED CUSTODY VIALS SODIUM THIOSULFATE TABLET BREAK OFF ARROW, LOCK SEAL TAB CUSTODY STRING CAPACITY/VOLUME: 4 |  | 20.3 | 11.1 | 8.9 | 1.1606 | CF | CA | 200 | CA |  | 8 | 540 11 | US | 1 |  | 0 | STND | 30 | AF | IN | IN | IN | LN | WD | HT | P |  |  | O | O | O | O
GS-07F-238AA | QP-PLC-10037 | QORPAK | STERILE PP VIAL 2 OZ | QP-PLC-10037 | NATURAL CUSTODY HINGED VIAL HIGH SECURITY 2 OZ | LAB GRADE POLYPROPYLENE HINGED VIALS ARE STERILE, LEAK-PROOF AND AIRTIGHT. THE CONTAINERS ARE MANUFACTURED IN FDA APPROVED CLASS 10,00 AND CLASS 100,000 CLEAN ROOMS. THE CONTAINERS ARE STERILE BY PROCESS AND FOR MOST APPLICATIONS DO NOT REQUIRE A SEC | OND MEANS OF STERILIZATION. THE CONTAINERS ARE PHYSICALLY CLOSED IN THE MOLD AS PART OF THE MANUFACTURING PROCESS IN CLEAN ROOMS USING HEPA-FILTRATION SYSTEMS, GUARANTEEING ZERO PARTICULATES LARGER THAN ONE HALF MICRON. THEY ARE NON-ABSORPTIVE AND NO | N-AEROSOLING. THE FLIP-TOP IS INTEGRALLY HINGED TO THE CONTAINER, ALLOWING THE USER TO OPEN AND CLOSE THE CONTAINER WITH ONE HAND. STYLE: HINGED CUSTODY VIAL WITH BREAK OFF ARROW, LOCK SEAL TAB CUSTODY STRING. CAPACITY/ VOLUME: 2 OUNCE (60 ML) COLOR |  | 21.8 | 12.8 | 12.4 | 2.0024 | CF | CA | 600 | CA |  | 8 | 540 11 | US | 1 |  | 0 | STND | 30 | AF | IN | IN | IN | LN | WD | HT | P |  |  | O | O | O | O
GS-07F-238AA | QP-PLC-10039 | QORPAK | STERILE PP VIAL 2 OZ | QP-PLC-10039 | NATURAL HINGED VIAL 2 OZ | LAB GRADE POLYPROPYLENE HINGED VIALS ARE STERILE, LEAK-PROOF AND AIRTIGHT. THE CONTAINERS ARE MANUFACTURED IN FDA APPROVED CLASS 10,00 AND CLASS 100,000 CLEAN ROOMS. THE CONTAINERS ARE STERILE BY PROCESS AND FOR MOST APPLICATIONS DO NOT REQUIRE A SEC | OND MEANS OF STERILIZATION. THE CONTAINERS ARE PHYSICALLY CLOSED IN THE MOLD AS PART OF THE MANUFACTURING PROCESS IN CLEAN ROOMS USING HEPA-FILTRATION SYSTEMS, GUARANTEEING ZERO PARTICULATES LARGER THAN ONE HALF MICRON. THEY ARE NON-ABSORPTIVE AND NO | N-AEROSOLING. THE FLIP-TOP IS INTEGRALLY HINGED TO THE CONTAINER, ALLOWING THE USER TO OPEN AND CLOSE THE CONTAINER WITH ONE HAND. STYLE: HINGED PLAIN VIALSCAPACITY/VOLUME: 2 OUNCE (60 ML)COLOR: NATURALMATERIAL: POLYPROPYLENESTERILE: YES. |  | 18.9 | 12.8 | 13.8 | 1.932 | CF | CA | 600 | CA |  | 8 | 540 11 | US | 1 |  | 0 | STND | 30 | AF | IN | IN | IN | LN | WD | HT | P |  |  | O | O | O | O
GS-07F-238AA | QP-PLC-10041 | QORPAK | TALL SECURITY VIAL 10OZ CS/100 | QP-PLC-10041 | NATURAL HIGH PROFILE CUSTODY HINGED VIAL 10 OZ HIGH SECURITY | LAB GRADE POLYPROPYLENE HINGED VIALS ARE STERILE, LEAK-PROOF AND AIRTIGHT. THE CONTAINERS ARE MANUFACTURED IN FDA APPROVED CLASS 10,00 AND CLASS 100,000 CLEAN ROOMS. THE CONTAINERS ARE STERILE BY PROCESS AND FOR MOST APPLICATIONS DO NOT REQUIRE A SEC | OND MEANS OF STERILIZATION. THE CONTAINERS ARE PHYSICALLY CLOSED IN THE MOLD AS PART OF THE MANUFACTURING PROCESS IN CLEAN ROOMS USING HEPA-FILTRATION SYSTEMS, GUARANTEEING ZERO PARTICULATES LARGER THAN ONE HALF MICRON. THEY ARE NON-ABSORPTIVE AND NO | N-AEROSOLING. THE FLIP-TOP IS INTEGRALLY HINGED TO THE CONTAINER, ALLOWING THE USER TO OPEN AND CLOSE THE CONTAINER WITH ONE HAND. STYLE: HINGED CUSTODY VIALS BREAK OFF ARROW, LOCK SEAL TAB CUSTODY STRING CAPACITY/VOLUME: 10 OUNCE (300 ML)COLOR: NAT |  | 21.8 | 12.8 | 12.4 | 2.0024 | CF | CA | 100 | CA |  | 8 | 540 11 | US | 1 |  | 0 | STND | 30 | AF | IN | IN | IN | LN | WD | HT | P |  |  | O | O | O | O
GS-07F-238AA | QP-PLC-10045 | QORPAK | STERILE PP VIAL 8 OZ | QP-PLC-10045 | NATURAL HINGED VIAL 8 OZ | LAB GRADE POLYPROPYLENE HINGED VIALS ARE STERILE, LEAK-PROOF AND AIRTIGHT. THE CONTAINERS ARE MANUFACTURED IN FDA APPROVED CLASS 10,00 AND CLASS 100,000 CLEAN ROOMS. THE CONTAINERS ARE STERILE BY PROCESS AND FOR MOST APPLICATIONS DO NOT REQUIRE A SEC | OND MEANS OF STERILIZATION. THE CONTAINERS ARE PHYSICALLY CLOSED IN THE MOLD AS PART OF THE MANUFACTURING PROCESS IN CLEAN ROOMS USING HEPA-FILTRATION SYSTEMS, GUARANTEEING ZERO PARTICULATES LARGER THAN ONE HALF MICRON. THEY ARE NON-ABSORPTIVE AND NO | N-AEROSOLING. THE FLIP-TOP IS INTEGRALLY HINGED TO THE CONTAINER, ALLOWING THE USER TO OPEN AND CLOSE THE CONTAINER WITH ONE HAND. STYLE: HINGED PLAIN VIALSCAPACITY/VOLUME: 8 OUNCE (240 ML)COLOR: NATURAL MATERIAL: POLYPROPYLENESTERILE: YES. |  | 22.9 | 15.3 | 13.6 | 2.7575 | CF | CA | 150 | CA |  | 8 | 540 11 | US | 1 |  | 0 | STND | 30 | AF | IN | IN | IN | LN | WD | HT | P |  |  | O | O | O | O
GS-07F-238AA | QP-PLC-10046 | QORPAK | STERILE PP CORNELL VIAL 3 DR | QP-PLC-10046 | NATURAL CORNELL GRADUATED HINGED VIAL 11ML | LAB GRADE POLYPROPYLENE HINGED VIALS ARE STERILE, LEAK-PROOF AND AIRTIGHT. THE CONTAINERS ARE MANUFACTURED IN FDA APPROVED CLASS 10,00 AND CLASS 100,000 CLEAN ROOMS. THE CONTAINERS ARE STERILE BY PROCESS AND FOR MOST APPLICATIONS DO NOT REQUIRE A SEC | OND MEANS OF STERILIZATION. THE CONTAINERS ARE PHYSICALLY CLOSED IN THE MOLD AS PART OF THE MANUFACTURING PROCESS IN CLEAN ROOMS USING HEPA-FILTRATION SYSTEMS, GUARANTEEING ZERO PARTICULATES LARGER THAN ONE HALF MICRON. THEY ARE NON-ABSORPTIVE AND NO | N-AEROSOLING. THE FLIP-TOP IS INTEGRALLY HINGED TO THE CONTAINER, ALLOWING THE USER TO OPEN AND CLOSE THE CONTAINER WITH ONE HAND. STYLE: HINGED CORNELL VIALSCAPACITY/VOLUME: 3 DRAM (11 ML)COLOR: NATURALMATERIAL: POLYPROPYLENESTERILE: YES. |  | 18.9 | 12.8 | 13.8 | 1.932 | CF | CA | 500 | CA |  | 8 | 540 11 | US | 1 |  | 0 | STND | 30 | AF | IN | IN | IN | LN | WD | HT | P |  |  | O | O | O | O
GS-07F-238AA | QP-PLC-10047 | QORPAK | 3.5 DRAM PP GRADUATED | QP-PLC-10047 | NATURAL GRADUATED HINGED VET VIAL 13ML | LAB GRADE POLYPROPYLENE HINGED VIALS ARE STERILE, LEAK-PROOF AND AIRTIGHT. THE CONTAINERS ARE MANUFACTURED IN FDA APPROVED CLASS 10,00 AND CLASS 100,000 CLEAN ROOMS. THE CONTAINERS ARE STERILE BY PROCESS AND FOR MOST APPLICATIONS DO NOT REQUIRE A SEC | OND MEANS OF STERILIZATION. THE CONTAINERS ARE PHYSICALLY CLOSED IN THE MOLD AS PART OF THE MANUFACTURING PROCESS IN CLEAN ROOMS USING HEPA-FILTRATION SYSTEMS, GUARANTEEING ZERO PARTICULATES LARGER THAN ONE HALF MICRON. THEY ARE NON-ABSORPTIVE AND NO | N-AEROSOLING. THE FLIP-TOP IS INTEGRALLY HINGED TO THE CONTAINER, ALLOWING THE USER TO OPEN AND CLOSE THE CONTAINER WITH ONE HAND. STYLE: HINGED VET VIALSCAPACITY/VOLUME: 3.5 DRAM (13 ML)COLOR: NATURALMATERIAL: POLYPROPYLENESTERILE: YES. |  | 20.3 | 11.1 | 8.9 | 1.1606 | CF | CA | 500 | CA |  | 8 | 540 11 | US | 1 |  | 0 | STND | 30 | AF | IN | IN | IN | LN | WD | HT | P |  |  | O | O | O | O
GS-07F-238AA | QP-PLC-10048 | QORPAK | STERILE PP VET VIAL 3.5 DRAM | QP-PLC-10048 | NATURAL GRADUATED HINGED VET VIAL 13ML LOCK SEAL TAB | LAB GRADE POLYPROPYLENE HINGED VIALS ARE STERILE, LEAK-PROOF AND AIRTIGHT. THE CONTAINERS ARE MANUFACTURED IN FDA APPROVED CLASS 10,00 AND CLASS 100,000 CLEAN ROOMS. THE CONTAINERS ARE STERILE BY PROCESS AND FOR MOST APPLICATIONS DO NOT REQUIRE A SEC | OND MEANS OF STERILIZATION. THE CONTAINERS ARE PHYSICALLY CLOSED IN THE MOLD AS PART OF THE MANUFACTURING PROCESS IN CLEAN ROOMS USING HEPA-FILTRATION SYSTEMS, GUARANTEEING ZERO PARTICULATES LARGER THAN ONE HALF MICRON. THEY ARE NON-ABSORPTIVE AND NO | N-AEROSOLING. THE FLIP-TOP IS INTEGRALLY HINGED TO THE CONTAINER, ALLOWING THE USER TO OPEN AND CLOSE THE CONTAINER WITH ONE HAND. STYLE: HINGED VET VIALS LOCK SEALCAPACITY/VOLUME: 3.5 DRAM (13 ML)COLOR: NATURALMATERIAL: POLYPROPYLENESTERILE: YES. |  | 21.8 | 12.8 | 12.4 | 2.0024 | CF | CA | 500 | CA |  | 8 | 540 11 | US | 1 |  | 0 | STND | 30 | AF | IN | IN | IN | LN | WD | HT | P |  |  | O | O | O | O
GS-07F-238AA | QP-PLC-10049 | QORPAK | STERILE PP VIAL 2.5 OZ (75ML | QP-PLC-10049 | NATURAL HINGED VIAL 2.5 OZ | LAB GRADE POLYPROPYLENE HINGED VIALS ARE STERILE, LEAK-PROOF AND AIRTIGHT. THE CONTAINERS ARE MANUFACTURED IN FDA APPROVED CLASS 10,00 AND CLASS 100,000 CLEAN ROOMS. THE CONTAINERS ARE STERILE BY PROCESS AND FOR MOST APPLICATIONS DO NOT REQUIRE A SEC | OND MEANS OF STERILIZATION. THE CONTAINERS ARE PHYSICALLY CLOSED IN THE MOLD AS PART OF THE MANUFACTURING PROCESS IN CLEAN ROOMS USING HEPA-FILTRATION SYSTEMS, GUARANTEEING ZERO PARTICULATES LARGER THAN ONE HALF MICRON. THEY ARE NON-ABSORPTIVE AND NO | N-AEROSOLING. THE FLIP-TOP IS INTEGRALLY HINGED TO THE CONTAINER, ALLOWING THE USER TO OPEN AND CLOSE THE CONTAINER WITH ONE HAND. STYLE: HINGED PLAIN VIALSCAPACITY/VOLUME: 2.5 OUNCE (75 ML)COLOR: NATURALMATERIAL: POLYPROPYLENESTERILE: YES. |  | 21.2 | 16.3 | 11.1 | 2.2197 | CF | CA | 400 | CA |  | 8 | 540 11 | US | 1 |  | 0 | STND | 30 | AF | IN | IN | IN | LN | WD | HT | P |  |  | O | O | O | O
GS-07F-238AA | QP-PLC-10052 | QORPAK | STERILE PP VIAL 3 OZ | QP-PLC-10052 | NATURAL HINGED VIAL | LAB GRADE POLYPROPYLENE HINGED VIALS ARE STERILE, LEAK-PROOF AND AIRTIGHT. THE CONTAINERS ARE MANUFACTURED IN FDA APPROVED CLASS 10,00 AND CLASS 100,000 CLEAN ROOMS. THE CONTAINERS ARE STERILE BY PROCESS AND FOR MOST APPLICATIONS DO NOT REQUIRE A SEC | OND MEANS OF STERILIZATION. THE CONTAINERS ARE PHYSICALLY CLOSED IN THE MOLD AS PART OF THE MANUFACTURING PROCESS IN CLEAN ROOMS USING HEPA-FILTRATION SYSTEMS, GUARANTEEING ZERO PARTICULATES LARGER THAN ONE HALF MICRON. THEY ARE NON-ABSORPTIVE AND NO | N-AEROSOLING. THE FLIP-TOP IS INTEGRALLY HINGED TO THE CONTAINER, ALLOWING THE USER TO OPEN AND CLOSE THE CONTAINER WITH ONE HAND. STYLE: HINGED PLAIN VIALSCAPACITY/VOLUME: 3 OUNCE (90 ML)COLOR: NATURALMATERIAL: POLYPROPYLENESTERILE: YES. |  | 18.9 | 12.8 | 13.8 | 1.932 | CF | CA | 400 | CA |  | 8 | 540 11 | US | 1 |  | 0 | STND | 30 | AF | IN | IN | IN | LN | WD | HT | P |  |  | O | O | O | O
GS-07F-238AA | QP-VG11109-112 | QORPAK | AUTOSAMPLER THREAD VIAL 2ML CS/1000 | QP-VG11109-112 | CLEAR AUTOSAMPLER THREAD CHROMATOGRAPHY VIAL 2ML | 2.0 ML, 12X32 CLEAR STANDARD OPENING SCREW THREAD VIALS ARE MADE FROM TYPE 1 BOROSILICATE GLASS AND HAVE A NARROW OPENING WHICH ALLOWS USE OF 8-425MM CLOSURES AND SEPTA. DESIGNED TO WORK IN A VARIETY OF AUTOSAMPLERS REQUIRING NARROW NECK VIALS. AVA | ILABLE WITH GRADUATED MARKING SPOTS WHICH CAN BE WRITTEN ON WITH A # 2 PENCIL. |  |  | 7.9 | 7.9 | 10.6 | 0.3828 | CF | CA | 1000 | CA |  | 4 | 540 11 | US | 1 |  | 0 | STND | 30 | AF | IN | IN | IN | LN | WD | HT | P |  |  | O | O | O | O
GS-07F-238AA | QP-VG11123-212 | QORPAK | AUTOSAMPLER CRIMP VIAL 2ML 11MM X1000 | QP-VG11123-212 | CLEAR AUTOSAMPLER CRIMP TOP CHROMATOGRAPHY VIAL 2ML 11MM | DRUM PUMP ADAPTER FOR 5 GALLONS TEEL PAILS WITH A 1 3/4" THREADED OPENING SUCH AS SOLVENT CANS AND SIMILAR 5 GALLON DRUMS. USE TO MODIFY HAND DRUM PUMPS THAT REGULARLY FIT A STANDARD 2" NPT BUNG. |  |  |  | 9.2 | 9.2 | 9.1 | 0.4457 | CF | CA | 1000 | CA |  | 4 | 540 11 | US | 1 |  | 0 | STND | 30 | AF | IN | IN | IN | LN | WD | HT | P |  |  | O | O | O | O
GS-07F-238AA | QP-VG11137-212 | QORPAK | AUTOSAMPLER WIDE CRIMP VIAL 2ML X1000 | QP-VG11137-212 | CLEAR AUTOSAMPLER WIDE CRIMP TOP CHROMATOGRAPHY VIAL 2ML | SELF PRIMING ECONOMY PISTON HAND DRUM PUMP FOR CHEMICALS WITH DISCHARGE TUBING, 8 OZ PER STROKE, CHROME STEEL. |  |  |  | 12.6 | 8.5 | 7.4 | 0.4586 | CF | CA | 1000 | CA |  | 4 | 540 11 | US | 1 |  | 0 | STND | 30 | AF | IN | IN | IN | LN | WD | HT | P |  |  | O | O | O | O
GS-07F-238AA | QP-VG11151-212 | QORPAK | AUTOSAMPLER THREAD WM VIAL 2ML X1000 | QP-VG11151-212 | CLEAR AUTOSAMPLER THREAD WIDE CHROMATOGRAPHY VIAL 2ML | 5 GALLONS TEEL PAIL PUMP FITS FLEXSPOUT OPENINGS. RUGGED YET ECONOMICALLY PRICED, THIS PUMP WORKS GREAT FOR DETERGENTS AND OTHER LIQUIDS THAT ARE COMPATIBLE WITH STEEL AND POLYETHYLENE. |  |  |  | 9.6 | 9.6 | 12.3 | 0.656 | CF | CA | 1000 | CA |  | 4 | 540 11 | US | 1 |  | 0 | STND | 30 | AF | IN | IN | IN | LN | WD | HT | P |  |  | O | O | O | O
GS-07F-238AA | QP-VG11165-312 | QORPAK | AUTOSAMPLER SNAP SEAL VIAL 2ML X1000 | QP-VG11165-312 | CLEAR AUTOSAMPLER SNAP SEAL CHROMATOGRAPHY VIAL 2ML | DRUM PUMP ADAPTER FOR RIEKE FLEX SPOUT CANS FITS THE 2 5/8' FLEXI SPOUT OPENINGS SUCH AS ON THE RIEKE 5 GALLON DRUMS AND PAILS. USE TO MODIFY HAND DRUM PUMPS THAT REGULARLY FIT A STANDARD 2" NPT BUNG. THIS FLEXIBLE SPOUT ADAPTER IS 2-5/8", IDEAL FOR | USE WITH AP-316T OR AP-1460 PAIL PUMPS. |  |  | 10.3 | 10.3 | 16.1 | 0.9885 | CF | CA | 1000 | CA |  | 4 | 540 11 | US | 1 |  | 0 | STND | 30 | AF | IN | IN | IN | LN | WD | HT | P |  |  | O | O | O | O
GS-07F-238AA | QP-VG21102-112 | QORPAK | AMBR AUTOSAMPLER THREAD VIAL 2ML X1000 | QP-VG21102-112 | AMBER AUTOSAMPLER THREAD VIAL 2ML NO CAP | 12X32MM, 2ML AMBER BOROSILICATE GLASS SCREW THREAD VIAL WITH 8-425 NECK FINISH. |  |  |  | 11.8 | 11.8 | 24.6 | 1.9822 | CF | CA | 1000 | CA |  | 4 | 540 11 | US | 1 |  | 0 | STND | 30 | AF | IN | IN | IN | LN | WD | HT | P |  |  | O | O | O | O
GS-07F-238AA | QP-VG21116-212 | QORPAK | AMBR AUTOSMPLR CRIMP VIAL 2MLX1000 | QP-VG21116-212 | AMBER AUTOSAMPLER CRIMP TOP VIAL 2ML | LEVER ACTION TRANSFER DRUM PUMP HAS A STEEL PISTON FOR DURABILITY. NEOPRENE SEALS RESIST WEAR AND ABRASIVE FLUIDS. ZINC-PLATED PUMP AND SPOUT RETARDS RUST AND CORROSION. CURVED DISCHARGE SPOUT ALLOWS FOR CONVENIENT HOSE EXTENSION. DISPENSES ROUGHLY 1 | 6OZ PER STOKE. DISPENSES KEROSENE, ANTIFREEZE, LIGHT-WEIGHT OILS (UP TO 50 WT. VISCOSITY MOTOR OIL), NON-WATER BASED AND NON-CORROSIVE DETERGENTS, WAXES OR DISINFECTANTS. |  |  | 12 | 12 | 12 | 1 | CF | CA | 1000 | CA |  | 4 | 540 11 | US | 1 |  | 0 | STND | 30 | AF | IN | IN | IN | LN | WD | HT | P |  |  | O | O | O | O
GS-07F-238AA | QP-VG21130-212 | QORPAK | AMBR AUTOSMPLR WM CRIMP VIAL 2MLX1000 | QP-VG21130-212 | AMBER AUTOSAMPLER WIDE CRIMP TOP VIAL 2ML | POLYPROPYLENE ROTARY DRUM PUMP IS GOOD FOR WAXES, DETERGENTS, MOST ORGANIC ACIDS, PLATING SOLUTION, AND WATER-SOLUBLE INORGANIC CHEMICALS. DELIVERS 8 GPM AND FITS 15-30- AND 55 GALLON DRUMS WITH A 2" NPT STANDARD OPENING. |  |  |  | 12 | 12 | 12 | 1 | CF | CA | 1000 | CA |  | 4 | 540 11 | US | 1 |  | 0 | STND | 30 | AF | IN | IN | IN | LN | WD | HT | P |  |  | O | O | O | O
GS-07F-238AA | QP-VG21144-212 | QORPAK | AMBR AUTOSMPLR WM THREAD VIAL 2ML X1000 | QP-VG21144-212 | AMBER AUTOSAMPLER WIDE THREAD VIAL 2ML NO CAP | LARGE OPENING 12X32MM, 2ML AMBER BOROSILICATE GLASS SCREW THREAD VIAL WITH 9MM NECK FINISH. |  |  |  | 12 | 12 | 12 | 1 | CF | CA | 1000 | CA |  | 4 | 540 11 | US | 1 |  | 0 | STND | 30 | AF | IN | IN | IN | LN | WD | HT | P |  |  | O | O | O | O
GS-07F-238AA | QP-VG21158-312 | QORPAK | AMBR SNAP AUTOSAMPLER VIAL 2ML X1000 | QP-VG21158-312 | AMBER SNAP TOP AUTOSAMPLER VIAL 2ML NO CAP | STAINLESS STEEL & RYTON ROTARY DRUM PUMP FOR USE ON 15-30 AND 55 GALLON DRUMS. RYTON ROTARY PUMP DISPENSES AGGRESSIVE CHEMICALS SUCH AS ESTERS, KETONES AND HYDROCARBONS. DELIVERS 6 GPM. STAINLESS STEEL DISCHARGE TUBE ALONG WITH A 3-PIECE STAINLESS ST | EEL SUCTION TUBE. COMES WITH STANDARD 2" BUNG ADAPTER |  |  | 12 | 12 | 12 | 1 | CF | CA | 1000 | CA |  | 4 | 540 11 | US | 1 |  | 0 | STND | 30 | AF | IN | IN | IN | LN | WD | HT | P |  |  | O | O | O | O
GS-07F-238AA | SWC-002 | CP LAB SAFETY | BENCH TOP SOLID WASTE CONTAINER 5 LITER | SWC-002 | BENCH TOP SOLID WASTE CONTAINER 5 LITER, LID | CONSIDER THE HEALTH AND SAFETY OF YOUR LABORATORY! IT IS AGAINST THE LAW TO ADD CHEMICALLY CONTAMINATED SOLID WASTE TO THE GENERAL TRASH IN THE LABORATORY. OUR BENCHTOP SOLID WASTE CONTAINER WITH DETACHABLE BASE AND LID WITH GASKET IS AN IDEAL CONTAI | NMENT SYSTEM FOR CONTAMINATED SOLID WASTES, PREVENTING POSSIBLE CROSS CONTAMINATION OF PRODUCTS. THE LATCHING LID SIGNIFICANTLY REDUCES THE EMISSION OF SOLVENT-SOAKED SOLID WASTE BACK INTO THE WORKSPACE. IDEAL IF YOU ROUTINELY HANDLE RADIOISOTOPES, B | ETA-EMITTERS, WET SILICA GEL, CONTAMINATED GLOVES, KIMWIPES, FILTER PAPERS, WIPING RAGS, PIPETS, PIPET BULBS, AND OTHER DISPOSABLES. IT HAS A SMALL FOOTPRINT AND CAN EASILY SIT IN THE CORNER OF A FUME HOOD OR BENCH, AND IS CHEMICALLY RESISTA |  | 12 | 12 | 12 | 1 | CF | EA |  |  |  | 7 | 540 11 | US | 1 |  | 0 | STND | 30 | AF | IN | IN | IN | LN | WD | HT | P |  |  | O | O | O | O
GS-07F-238AA | SWC-B100 | CP LAB SAFETY | BAGS FOR SOLID WASTE CONTAINER CS/100 | SWC-B100 | POLY LINER BAGS FOR SOLID WASTE CONTAINER | PACK OF 100 DISPOSABLE POLY BAGS MADE SPECIFICALLY TO FIT CP LAB SAFETY'S BENCH TOP SOLID WASTE CONTAINER. SPECIFICATIONS:? LENGTH: 18 INCH OR 45.72 CENTIMETERS WIDTH: 14 INCH OR 35.56 CENTIMETERS VOLUME: APPROXIMATELY 5 LITERS / 1.5 GALLONS THICKNES | S:. 05 MILLIMETERS OR 50 MICRONS WEIGHT: 5.4 LBS/ 100 BAGS AND 8.5 LBS/ 250 BAGSPART # SWC-B100Y AND SWC-B100R |  |  | 12 | 12 | 12 | 1 | CF | CA | 100 | CA |  | 8 | 540 11 | US | 1 |  | 0 | STND | 30 | AF | IN | IN | IN | LN | WD | HT | P |  |  | O | O | O | O
GS-07F-238AA | SWC-B250 | CP LAB SAFETY | POLY LINER BAGS FOR SOLID WASTE CONTAINE | SWC-B250 | POLY LINER BAGS FOR SOLID WASTE CONTAINER | PACK OF 250 DISPOSABLE POLY BAGS MADE SPECIFICALLY TO FIT CP LAB SAFETY'S BENCH TOP SOLID WASTE CONTAINER. SPECIFICATIONS:? LENGTH: 18 INCH OR 45.72 CENTIMETERS WIDTH: 14 INCH OR 35.56 CENTIMETERS VOLUME: APPROXIMATELY 5 LITERS / 1.5 GALLONS THICKNES | S:. 05 MILLIMETERS OR 50 MICRONS WEIGHT: 8.5 LBS/ 250 BAGSPART # SWC-B250Y AND SWC-B250R |  |  | 12 | 12 | 12 | 1 | CF | CA | 250 | CA |  | 12 | 540 11 | US | 1 |  | 0 | STND | 30 | AF | IN | IN | IN | LN | WD | HT | P |  |  | O | O | O | O
GS-07F-238AA | TB-HPLC | CP LAB SAFETY | THREAD BARB HPLC WASTE LINE ADAPTERS | TB-HPLC | THREAD BARB HPLC WASTE LINE ADAPTERS | THE ONE-PIECE NATURAL POLYPROPYLENE ADAPTERS ARE SUITABLE TO USE WITH MORE FLEXIBLE TUBING. ALL BARB FITTINGS HAVE ANTI-ROTATION DEVICES. THESE ARE SMALL OVAL SHAPED RAISED AREAS WHICH INHIBIT HOSE ROTATION ON THE BARB AND PREVENTS POSSIBLE LEAKAGE. | THE TUBING CONNECTIONS RANGE FROM 1/16" TO 3/8" ID. THE THREADED END IS CONNECTED TO ECO FUNNEL AND THE TUBING CONNECTS TO THE THREAD BARB. |  |  | 12 | 12 | 12 | 1 | CF | EA |  |  |  | 1 | 540 11 | US | 1 |  | 0 | STND | 30 | AF | IN | IN | IN | LN | WD | HT | P |  |  | O | O | O | O
GS-07F-238AA | UT-0409 | ULTRA TECH | DRUM LIFTER METAL CLAMP FOR SAFELY LIFTI | UT-0409 | DRUM LIFTER METAL CLAMP FOR SAFELY LIFTING SALVAGE DRUMS | DRUM LIFTER METAL CLAMP FOR SAFELY LIFTING SALVAGE DRUMS |  |  |  | 12.4 | 12.4 | 6.4 | 0.5695 | CF | EA |  |  |  | 20 | 540 11 | US | 1 |  | 0 | STND | 30 | AF | IN | IN | IN | LN | WD | HT | P |  |  | O | O | O | O
GS-07F-238AA | UT-0460 | ULTRA TECH | DRUM FUNNEL, LID FOR OPEN HEAD DRUMS | UT-0460 | DRUM FUNNEL, LID FOR OPEN HEAD DRUMS LDPE |  |  |  |  | 11.3 | 8.3 | 10.4 | 0.5645 | CF | EA |  |  |  | 10 | 540 11 | US | 1 |  | 0 | STND | 30 | AF | IN | IN | IN | LN | WD | HT | P |  |  | O | O | O | O
GS-07F-238AA | UT-0484 | ULTRA TECH | BUNG ACCESS FUNNEL HINGED COVER AND SPO | UT-0484 | BUNG ACCESS FUNNEL HINGED COVER AND SPOUT FOR 30-55 GALLON DRUMS |  |  |  |  | 13.1 | 8.9 | 18.4 | 1.2415 | CF | EA |  |  |  | 17 | 540 11 | US | 1 |  | 0 | STND | 30 | AF | IN | IN | IN | LN | WD | HT | P |  |  | O | O | O | O
GS-07F-238AA | UT-0499 | ULTRA TECH | GLOBAL DRUM FUNNEL HINGED COVER AND SPO | UT-0499 | GLOBAL DRUM FUNNEL HINGED COVER AND SPOUT FOR 30-55 GALLON DRUMS |  |  |  |  | 15.1 | 15.1 | 10.1 | 1.3327 | CF | EA |  |  |  | 17 | 540 11 | US | 1 |  | 0 | STND | 30 | AF | IN | IN | IN | LN | WD | HT | P |  |  | O | O | O | O
GS-07F-238AA | UT-0580 | ULTRA TECH | OVERPACK DRUM PLUS 95 GAL DOT YELLOW | UT-0580 | OVERPACK DRUM PLUS 95 GALLON DOT YELLOW SALVAGE DRUM UN RATED |  |  |  |  | 10.8 | 6.8 | 8 | 0.34 | CF | EA |  |  |  | 47 | 540 11 | US | 1 |  | 0 | STND | 30 | AF | IN | IN | IN | LN | WD | HT | P |  |  | O | O | O | O
GS-07F-238AA | UT-0582 | ULTRA TECH | OVERPACK DRUM PLUS 65 GAL DOT YELLOW | UT-0582 | OVERPACK DRUM PLUS 65 GALLON DOT YELLOW SALVAGE DRUM UN RATED |  |  |  |  | 15.8 | 10 | 10.7 | 0.9784 | CF | EA |  |  |  | 40 | 540 11 | US | 1 |  | 0 | STND | 30 | AF | IN | IN | IN | LN | WD | HT | P |  |  | O | O | O | O
GS-07F-238AA | UT-0651 | ULTRA TECH | BURP-FREE DRUM FUNNEL STANDARD FITS 2" | UT-0651 | BURP-FREE DRUM FUNNEL STANDARD FITS 2" NPT |  |  |  |  | 15.8 | 10 | 10.7 | 0.9784 | CF | EA |  |  |  | 6 | 540 11 | US | 1 |  | 0 | STND | 30 | AF | IN | IN | IN | LN | WD | HT | P |  |  | O | O | O | O
GS-07F-238AA | UT-0656 | ULTRA TECH | BURP-FREE IBC TOTE/ LG DRUM FUNNEL FI | UT-0656 | BURP-FREE IBC TOTE/ LARGE DRUM FUNNEL FITS 2" NPT & IBC TANK OPENING |  |  |  |  | 18.9 | 12.8 | 13.8 | 1.932 | CF | EA |  |  |  | 8 | 540 11 | US | 1 |  | 0 | STND | 30 | AF | IN | IN | IN | LN | WD | HT | P |  |  | O | O | O | O
GS-07F-238AA | UT-0676 | ULTRA TECH | LG SPILL PALLET RAMP FOR 2-4 DRUM AN | UT-0676 | LARGE SPILL PALLET RAMP FOR 2-4 DRUM AND HARD TOP SPILL PALLETS |  |  |  |  | 18.9 | 12.8 | 13.8 | 1.932 | CF | EA |  |  |  | 43 | 540 11 | US | 1 |  | 0 | STND | 30 | AF | IN | IN | IN | LN | WD | HT | P |  |  | O | O | O | O
GS-07F-238AA | UT-0678 | ULTRA TECH | SMALL SPILL PALLET RAMP FOR SINGLE DRUM | UT-0678 | SMALL SPILL PALLET RAMP FOR SINGLE DRUM PALLETS |  |  |  |  | 18.9 | 12.8 | 13.8 | 1.932 | CF | EA |  |  |  | 74 | 540 11 | US | 1 |  | 0 | STND | 30 | AF | IN | IN | IN | LN | WD | HT | P |  |  | O | O | O | O
GS-07F-238AA | UT-0802 | ULTRA TECH | SUPER DRUM SPILL PALLET, DRAIN 4-DR | UT-0802 | SUPER DRUM SPILL PALLET, DRAIN 4-DRUM SPILL KING 85 GALLONS UMP |  |  |  |  | 22.8 | 15.3 | 9.8 | 1.9784 | CF | EA |  |  |  | 110 | 540 11 | US | 1 |  | 0 | STND | 30 | AF | IN | IN | IN | LN | WD | HT | P |  |  | O | O | O | O
GS-07F-238AA | UT-1001 | ULTRA TECH | ULTRA DRUM SPILL PALLET, DRAIN YELL | UT-1001 | ULTRA DRUM SPILL PALLET, DRAIN YELLOW 4-DRUM |  |  |  |  | 18.9 | 12.8 | 13.8 | 1.932 | CF | EA |  |  |  | 90 | 540 11 | US | 1 |  | 0 | STND | 30 | AF | IN | IN | IN | LN | WD | HT | P |  |  | O | O | O | O
GS-07F-238AA | UT-1006 | ULTRA TECH | SPILL PALLET P4 PULL-OVER COVER FOR 4-DR | UT-1006 | SPILL PALLET P4 PULL-OVER COVER FOR 4-DRUM SPILL PALLETS YELLOW |  |  |  |  | 22.8 | 15.3 | 9.8 | 1.9784 | CF | EA |  |  |  | 7 | 540 11 | US | 1 |  | 0 | STND | 30 | AF | IN | IN | IN | LN | WD | HT | P |  |  | O | O | O | O
GS-07F-238AA | UT-1011 | ULTRA TECH | ULTRA DRUM SPILL PALLET, DRAIN YELL | UT-1011 | ULTRA DRUM SPILL PALLET, DRAIN YELLOW 2-DRUM |  |  |  |  | 21.2 | 16.3 | 11.1 | 2.2197 | CF | EA |  |  |  | 60 | 540 11 | US | 1 |  | 0 | STND | 30 | AF | IN | IN | IN | LN | WD | HT | P |  |  | O | O | O | O
GS-07F-238AA | UT-1016 | ULTRA TECH | SPILL PALLET P2 PULL-OVER COVER FOR 2-DR | UT-1016 | SPILL PALLET P2 PULL-OVER COVER FOR 2-DRUM SPILL PALLETS YELLOW | SPILL PALLET P2 PULL-OVER COVER FOR 2-DRUM SPILL PALLETS, YELLOW |  |  |  | 19.2 | 12.7 | 15.1 | 2.1308 | CF | EA |  |  |  | 7 | 540 11 | US | 1 |  | 0 | STND | 30 | AF | IN | IN | IN | LN | WD | HT | P |  |  | O | O | O | O
GS-07F-238AA | UT-1113 | ULTRA TECH | DRUM SPILL PALLET P4 ECONOMY MODEL WITH | UT-1113 | DRUM SPILL PALLET P4 ECONOMY MODEL, DRAIN BLACK 4-DRUM | APPLICATIONS FOR THE ALL-POLYETHYLENE UNITS INCLUDE SATELLITE WASTE COLLECTION AND STORAGE OF VIRGIN CHEMICALS. BLACK COLOR HELPS HIDE DIRT AND GRIME. REMOVABLE GRATING - MAKES CLEAN-UP QUICK AND EASY. MEETS SPCC, EPA CONTAINER STORAGE REGULATION 40 | CFR 264.175 AND UFC SPILL CONTAINMENT REGULATIONS. DIMENSIONS: 53"X53"X11 3/4" (1347 MM X 1347 MM X 299 MM) CONTAINMENT CAPACITY: 66 GALLONS (250 L) UNIFORMLY DISTRIBUTED LOAD: 3,000 LBS. (1361 KG). |  |  | 19.3 | 9.8 | 23.4 | 2.5613 | CF | EA |  |  |  | 90 | 540 11 | US | 1 |  | 0 | STND | 30 | AF | IN | IN | IN | LN | WD | HT | P |  |  | O | O | O | O
GS-07F-238AA | UT-1521 | ULTRA TECH | I-BEAM PROTECTOR 42" YELLOW POLYETHYLEN | UT-1521 | I-BEAM PROTECTOR 42" YELLOW POLY BUMPER GUARD | DIMENSIONS: 7 1/2"X8 1/2"X42" (190 MM X 216 MM X 1,067 MM) MODULAR DESIGN; USE ONE PROTECTOR FOR EACH FLANGE OF I-BEAM. ALLOWS INSTALLATION ON BEAMS OBSTRUCTED BY WALLS OR OTHER STRUCTURES. FOUR PROTECTOR UNITS COMPLETELY COVER I-BEAM. INSTALL M | ULTIPLE UNITS IN A MODE FOR HIGHER PROTECTION FROM SCISSOR-LIFTS, RAISED FORKLIFTS AND OTHER HIGH-REACHING EQUIPMENT. ALL POLYETHYLENE DESIGN; NO PAINTING OR MAINTENANCE REQUIRED FOR UPKEEP. SPECIALLY DESIGNED GROOVE ALLOWS FOR QUICK AND EASY INSTALL | ATION. NO STRAPS OR FASTENERS REQUIRED. MOLDED GROOVE SIMPLY SLIDES ONTO I-BEAM, GRIPSSECURELY. CLICK HERE FOR INSTRUCTIONS. |  | 5 | 5 | 5 | 0.0723 | CF | EA |  |  |  | 8 | 540 16 | US | 1 |  | 0 | STND | 30 | AF | IN | IN | IN | LN | WD | HT | P |  |  | O | O | O | O
GS-07F-238AA | UT-1522 | ULTRA TECH | WALL PROTECTOR 48" YELLOW POLY | UT-1522 | WALL PROTECTOR 48" YELLOW POLY BUMPER GUARD | DIMENSIONS: 2"X6"X48" (51 MM X 152 MM X 1219 MM) HELP INCREASE PLANT SAFETY AND REDUCE FACILITY MAINTENANCE COSTS. SAFETY YELLOW, HDPE POLYETHYLENE UNIT MAINTAINS APPEARANCE WITHOUT CONSTANT UPKEEP. POLYETHYLENE RESISTS DENTS, SCRATCHES AND OTHE | R DAMAGE; NO MAINTENANCE REQUIRED. HARDWARE KIT IS INCLUDED TO MAKE INSTALLATION INTO ANY WALL SURFACE QUICK AND EASY. SAFETY YELLOW COLOR PRODUCT INSTRUCTIONS. |  |  | 5 | 5 | 5 | 0.0723 | CF | EA |  |  |  | 7 | 540 16 | US | 1 |  | 0 | STND | 30 | AF | IN | IN | IN | LN | WD | HT | P |  |  | O | O | O | O
GS-07F-238AA | UT-1523 | ULTRA TECH | CORNER PROTECTOR 42" YELLOW POLYETHYLEN | UT-1523 | CORNER PROTECTOR 42" YELLOW POLY BUMPER GUARD | DIMENSIONS: 5 3/4"X5 5/8"X42" (146 MM X 143 MM X 1,067 MM) HELP INCREASE PLANT SAFETY AND REDUCE FACILITY MAINTENANCE COSTS. SAFETY YELLOW, HDPE POLYETHYLENE UNIT MAINTAINS APPEARANCE WITHOUT CONSTANT UPKEEP. POLYETHYLENE RESISTS DENTS, SCRATCHES | AND OTHER DAMAGE; NO MAINTENANCE REQUIRED HARDWARE KIT IS INCLUDED TO MAKE INSTALLATION INTO ANY WALL SURFACE QUICK AND EASY. CLICK HERE FOR INSTRUCTIONS. |  |  | 5 | 5 | 5 | 0.0723 | CF | EA |  |  |  | 7 | 540 16 | US | 1 |  | 0 | STND | 30 | AF | IN | IN | IN | LN | WD | HT | P |  |  | O | O | O | O
GS-07F-238AA | UT-2505 | ULTRA TECH | DRUM SPILL PALLET P2 ECONOMY MODEL WITH | UT-2505 | DRUM SPILL PALLET P2 ECONOMY MODEL, DRAIN BLACK 2-DRUM | APPLICATIONS FOR THE ALL-POLYETHYLENE UNITS INCLUDE SATELLITE WASTE COLLECTION AND STORAGE OF VIRGIN CHEMICALS. BLACK COLOR HELPS HIDE DIRT AND GRIME. REMOVABLE GRATING - MAKES CLEAN-UP QUICK AND EASY. MEETS SPCC, EPA CONTAINER STORAGE REGULATION 40 | CFR 264.175 AND UFC SPILL CONTAINMENT REGULATIONS. DIMENSIONS: 53"X29"X16 1/2" (1346 MM X 737 MM X 419 MM) CONTAINMENT CAPACITY: 66 GALLONS (250 L) UNIFORMLY DISTRIBUTED LOAD: 1,500 LBS. (681 KG). |  |  | 12.4 | 12.4 | 6.4 | 0.5695 | CF | EA |  |  |  | 60 | 540 16 | US | 1 |  | 0 | STND | 30 | AF | IN | IN | IN | LN | WD | HT | P |  |  | O | O | O | O
GS-07F-238AA | UT-9227 | ULTRA TECH | DRAIN GUARD FILTER TO REMOVE TRASH AND D | UT-9227 | DRAIN GUARD FILTER TO REMOVE TRASH AND DEBRIS | DRAIN GUARD FILTER TO REMOVE TRASH AND DEBRIS |  |  |  | 15.8 | 10 | 10.7 | 0.9784 | CF | EA |  |  |  | 1 | 540 11 | US | 1 |  | 0 | STND | 30 | AF | IN | IN | IN | LN | WD | HT | P |  |  | O | O | O | O
GS-07F-238AA | UT-9376 | ULTRA TECH | ULTIMATE DRAIN GUARD CATCH BASIN FILTER | UT-9376 | ULTIMATE DRAIN GUARD CATCH BASIN FILTER FOR RUNOFF | CATCH BASIN INSERT IS QUICKLY AND EASILY INSTALLED; IT USES GRATING AND RETAINER BARS (MUST BE PURCHASED SEPARATELY) TO SECURE IN PLACE. HEAVY-DUTY, NEEDLE-PUNCHED GEOTEXTILE MATERIAL ABSORBS OIL, GREASE, AND OTHER HYDROCARBONS; CAPTURES UP TO 300 L | LBS. OF SEDIMENT, DIRT, AND DEBRIS. LARGE, 3"WIDE, POLYESTER HANDLING STRAPS HELP IN REMOVAL OF FULL UNITS. THE USE OF BACKHOES, FORKLIFTS, OR OTHER EQUIPMENT IS RECOMMENDED FOR REMOVAL OF UNITS WITH LARGE AMOUNTS OF SILT, DIRT, AND SEDIMENT. | 60"X60" SKIRT FITS ALMOST ANY DRAIN (UP TO 54"X54"). DIMENSIONS: 48"LX36"WX18"H (1220 MM X 915 MM X 458 MM) WEIGHT: 1 LBS. (1/2 KG) PERFORMANCE: OIL: UP TO 1.26 GAL (5 L), SEDIMENT: UP TO 40 LB (18 KG) |  | 15.3 | 15.3 | 27.4 | 3.7118 | CF | EA |  |  |  | 1 | 540 11 | US | 1 |  | 0 | STND | 30 | AF | IN | IN | IN | LN | WD | HT | P |  |  | O | O | O | O
GS-07F-238AA | UT-9378 | ULTRA TECH | DRAIN GUARD CATCH BASIN FILTER FOR RUNOF | UT-9378 | DRAIN GUARD CATCH BASIN FILTER FOR RUNOFF 100% RECYCLED | MADE COMPLETELY OUT OF ULTRA-X-TEX MATERIAL; 100% RECYCLED CONTENT. SUPERIOR WATER FLOW RATE (151 GAL/FT.2), TOGETHER WITH BUILT-IN OVERFLOW PORTS PREVENTS PONDING AND FLOODING. ULTRA-X-TEX MATERIAL CAPTURES SILT AND SEDIMENT FROM RUNOFF | TO ABSORBING HYDROCARBONS. QUICK AND EASY INSTALLATION; SIMPLY LIFT CATCH BASIN GRATE, LOWER DRAIN GUARD IN PLACE, AND REPLACE THE GRATE. HELPS COMPLY WITH NPDES, 40 CFR 122.26 (1999) AND TMDL REQUIREMENTS. ULTRA-DRAIN GUARD, RECYCLED MODEL PART# 937 | 8 DIMENSIONS: 48"LX36"WX18"H (1220 MM X 915 MM X 458 MM) WEIGHT: 1 LBS. (1/2 KG) PERFORMANCE: OIL: UP TO 1.26 GAL (5 L), SEDIMENT: UP TO 40 LB (18 KG) OPTIONS: GRATE LIFTER (PART# UT-9234), GRATE HOOK (PART# UT-9235), RETAINERS (PART# 9237) COMP |  | 19.3 | 19.1 | 15.9 | 3.3919 | CF | EA |  |  |  | 1 | 540 11 | US | 1 |  | 0 | STND | 30 | AF | IN | IN | IN | LN | WD | HT | P |  |  | O | O | O | O
GS-07F-238AA | UT-9607 | ULTRA TECH | ULTRA DRUM SPILL PALLET P1 PLUS, DRA | UT-9607 | ULTRA DRUM SPILL PALLET P1 PLUS NO DRAIN YELLOW 1-DRUM | ULTRA-SPILL PALLET P1 PLUS PART# UT-9607: WITH DRAIN DIMENSIONS: 40"X40"X12" (1,016 MM X 1,016 MM X 305 MM) W EIGHT: 51 LBS. (23 KG) CONTAINMENT CAPACITY: 62 GALLONS (235 L) UNIFORMLY DISTRIBUTED LOAD: 800 LBS. (363 KG) | AL COMPATIBILITY GUIDE COMPLIANCE: 40 CFR 264.175 AND SPCC. |  |  | 19.3 | 19.1 | 15.9 | 3.3919 | CF | EA |  |  |  | 55 | 540 11 | US | 1 |  | 0 | STND | 30 | AF | IN | IN | IN | LN | WD | HT | P |  |  | O | O | O | O
GS-07F-238AA | UT-9611 | ULTRA TECH | ULTRA DRUM SPILL PALLET P2 PLUS, DRA | UT-9611 | ULTRA DRUM SPILL PALLET P2 PLUS NO DRAIN YELLOW 2-DRUM | ULTRATECH SPILL PALLET P2 PLUS WITH DRAIN, YELLOW, 2-DRUM. ULTRA-SPILL PALLET P2 PLUS PART# UT-9611: WITH DRAIN DIMENSIONS: 65 1/2"X40"X8 3/4" (1,664 MM X 1,016 MM X 222 MM) WEIGHT: 88 LBS. (40 KG) CONTAINMENT CAPACITY: 66 GALLONS (250 L) UNIFORM | LY DISTRIBUTED LOAD: 4,500 LBS. (2045 KG) PRODUCT DATA SHEET COMPLIANCE: 40 CFR 264.175 AND SPCC CHEMICAL COMPATIBILITY GUIDE. |  |  | 26.3 | 18.6 | 17.4 | 4.9258 | CF | EA |  |  |  | 88 | 540 11 | US | 1 |  | 0 | STND | 30 | AF | IN | IN | IN | LN | WD | HT | P |  |  | O | O | O | O
GS-07F-238AA | UT-9627 | ULTRA TECH | ULTRA DRUM SPILL PALLET P3 PLUS, DRA | UT-9627 | ULTRA DRUM SPILL PALLET P3 PLUS NO DRAIN YELLOW 3-DRUM | ULTRATECH SPILL PALLET P3 PLUS WITH DRAIN, YELLOW, 3-DRUM. ULTRA-SPILL PALLET P3 PLUS PART# UT-9627: WITH DRAIN DIMENSIONS: 83"X34 1/2"X8 3/4" (2,108 MM X 876 MM X 222 MM) WEIGHT: 90 LBS. (41 KG) CONTAINMENT CAPACITY: 66 GALLONS (250 L) | DISTRIBUTED LOAD: 4,500 LBS. (2,041 KG) PRODUCT DATA SHEET COMPLIANCE: 40 CFR 264.175 AND SPCC CHEMICAL COMPATIBILITY GUIDE. |  |  | 26.5 | 18.8 | 17.8 | 5.1319 | CF | EA |  |  |  | 60 | 540 11 | US | 1 |  | 0 | STND | 30 | AF | IN | IN | IN | LN | WD | HT | P |  |  | O | O | O | O
GS-07F-238AA | UT-9712 | ULTRA TECH | SILT DIKE RUNOFF PROTECTION/ EROSION CON | UT-9712 | SILT DIKE RUNOFF PROTECTION/ EROSION CONTROL BARRIER | TRIANGULAR SILT DIKE BARRIER SYSTEMS HELP CONTAIN ERODED SOILS. PATENTED DESIGN PROVIDES EFFECTIVE EROSION AND SEDIMENT CONTROL. APRONS ON EITHER SIDE OF DIKE PREVENT EROSION AND FAILURE OF THE STRUCTURE. OPTIONAL, U-SHAPED WIRE STAPLES | CONFORMS TO ROUGH TERRAIN. LIGHTWEIGHT AND DURABLE CONSTRUCTION - INSTALLS IN MINUTES. MULTIPLE UNITS CAN BE INSTALLED SIDE-BY-SIDE FOR LARGER AREAS. OTHER USES INCLUDE: DITCH CHECK DAMS, DIVERSION DIKES, DROP INLET PROTECTION | TEMPORARY DITCH LINER AND STREAM AND POND PROTECTION. PART#: UT-9712 DIMENSIONS: 84"LX67"WX10.5"H (2,134 MM X 1702 MM X 267 MM) WEIGHT: 8 LBS. (3.5 KG) OPTIONS: U-SHAPED STAPLES (PART# 9714) MATERIAL SPECIFICATIONS COMPLIANCE 40 CF |  | 23.3 | 15.6 | 16.9 | 3.5549 | CF | EA |  |  |  | 8 | 540 11 | US | 1 |  | 0 | STND | 30 | AF | IN | IN | IN | LN | WD | HT | P |  |  | O | O | O | O
GS-07F-238AA | WF-100-KIT | WESTERN FLUIDS | 10-PORT FILLING CAP 100-415 NALGENE | WF-100-KIT | 10-PORT FILLING CAP 100-415 NALGENE CARBOY CAP COMPLETE KIT | CARBOY PORT FILLING CAP, 10 PORT CARBOY CAP, 100-415 NALGENE, COMPLETE KIT WITH (10) 1/2" NPT PLUGS, (10) 1/4" NPT PLUGS, AND (10) 1/4-28 PLUGS. 100-415 NALGENE 10-PORTED, POLYPROPYLENE CARBOY CAP WASTE MANIFOLD, FREE-SPINNING COLLAR, (1) 1/2" NPT | 3) 1/4" NPT, AND (6) 1/4-28 PORTS. CARBOY AND DRUM MANIFOLDS PERMIT MULTIPLE WASTE LINES OF VARYING SIZE AND TYPE TO BE CONNECTED TO THE CONTAINER OF YOUR CHOICE. USE BOTH 1/4" AND 1/4-28 FITTINGS (1/4-28 FITTINGS: FOR 1/16" OD TUBING, ORDER PART# WF | -AQ-1-16. FOR 1/8" OD TUBING, ORDER PART# WF-AQ-1-8) (1/4" NPT FITTINGS: WF-AB-1-16, WF-AB-1-8, WF-AB-3-16, WF-AB-1-4, WF-AB-5-16, WF-AB-3-8, WF-AB-1-2). FEATURES A SINGLE 1/2" NPT PORT FOR USE WITH CARBON FILTER WF-CF-100KIT. INCLUDES THE FOLLOWING |  | 34.3 | 23.1 | 17.9 | 8.2076 | CF | EA |  |  |  | 0.5 | 540 16 | US | 1 |  | 0 | STND | 30 | AF | IN | IN | IN | LN | WD | HT | P |  |  | O | O | O | O
GS-07F-238AA | WF-38-2KIT | WESTERN FLUIDS | 2- PORT FILLING CAP FOR PLASTIC 38-430 | WF-38-2KIT | 2- PORT FILLING CAP FOR NALGENE 38-430 BOTTLES COMPLETE KIT | PORT CAP FOR NALGENE PLASTIC BOTTLES WITH A 38-430 BOTTLES, 2-PORT, WITH (2) 1/4-28 FEMALE PORTS, PTFE INSERT WITH POLYPROPYLENE COLLAR. COMES WITH A PACKAGE OF 10 PLUGS INCLUDES THE FOLLOWING PARTS: WF-38-2 BOTTLE CAP FOR NALGENE 38-430 BOTTLES | CHOOSE ADAPTERS BASED ON YOUR TUBING SIZE. A SET OF PLUGS IN INCLUDED FOR EACH PORT YOU DO NOT WISH TO USE. FOR LABS WHICH | DO NOT NEED TO USE GROUNDABLE SAFETY CONTAINERS, WE OFFER THESE PORT CAPS FOR DRUMS AND CARBOYS |  | 24.2 | 24.2 | 22.7 | 7.6933 | CF | EA |  |  |  | 0.5 | 540 16 | US | 1 |  | 0 | STND | 30 | AF | IN | IN | IN | LN | WD | HT | P |  |  | O | O | O | O
GS-07F-238AA | WF-38-3KIT | WESTERN FLUIDS | 3- PORT FILLING CAP FOR PLASTIC 38-430 | WF-38-3KIT | 3- PORT FILLING CAP FOR NALGENE 38-430 BOTTLES COMPLETE KIT | PORT CAP FOR NALGENE PLASTIC BOTTLES WITH A 38-430 BOTTLES, 3-PORT, WITH (3) 1/4-28 FEMALE PORTS, PTFE INSERT WITH PP COLLAR. COMES WITH A PACKAGE OF 10 PLUGS INCLUDES THE FOLLOWING PARTS: WF-38-3 BOTTLE CAP FOR NALGENE 38-430 BOTTLES, 3-PORT | CHOOSE ADAPTERS BASED ON YOUR TUBING SIZE. A SET OF PLUGS IN INCLUDED FOR EACH PORT YOU DO NOT WISH TO USE. FOR LABS WHICH DO NOT NEED TO USE GRO | UNDABLE SAFETY CONTAINERS, WE OFFER THESE PORT CAPS FOR DRUMS AND CARBOYS |  | 31.6 | 21.2 | 16.9 | 6.5519 | CF | EA |  |  |  | 0.5 | 540 11 | US | 1 |  | 0 | STND | 30 | AF | IN | IN | IN | LN | WD | HT | P |  |  | O | O | O | O
GS-07F-238AA | WF-38-4KIT | WESTERN FLUIDS | 4- PORT FILLING CAP FOR PLASTIC 38-430 | WF-38-4KIT | 4- PORT FILLING CAP FOR NALGENE 38-430 BOTTLES COMPLETE KIT | PORT CAP FOR NALGENE PLASTIC BOTTLES WITH A 38-430 BOTTLES, 4-PORT, WITH (4) 1/4-28 FEMALE PORTS, PTFE INSERT WITH PP COLLAR. COMES WITH A PACKAGE OF 10 PLUGS INCLUDES THE FOLLOWING PARTS: WF-38-4 BOTTLE CAP, FOR NALGENE 38-430 BOTTLES, 4-PORT | CHOOSE ADAPTERS BASED ON YOUR TUBING SIZE. A SET OF PLUGS IN INCLUDED FOR EACH PORT YOU DO NOT WISH TO USE. FOR LABS WHICH DO NOT NEED TO USE GR | GROUNDABLE SAFETY CONTAINERS, WE OFFER THESE PORT CAPS FOR DRUMS AND CARBOYS |  | 24.2 | 24.2 | 25.4 | 8.6084 | CF | EA |  |  |  | 0.5 | 540 11 | US | 1 |  | 0 | STND | 30 | AF | IN | IN | IN | LN | WD | HT | P |  |  | O | O | O | O
GS-07F-238AA | WF-38-7KIT | WESTERN FLUIDS | 7- PORT FILLING CAP FOR PLASTIC 38-430 | WF-38-7KIT | 7- PORT FILLING CAP FOR NALGENE 38-430 THREAD COMPLETE KIT | PORT CAP FOR NALGENE PLASTIC BOTTLES WITH A 38-430 THREAD, 7-PORTED, WITH (6) 1/4-28 PORTS AND (1) 1/4" NPT PORT, POLYPROPYLENE. COMES WITH TWO PACKAGE OF 10 PLUGS EACH (1 PACKAGE OF 1/4" PLUGS AND 1 PACKAGE OF 1/4-28 PLUGS) | ARTS: WF-38-7 BOTTLE CAP FOR NALGENE 38-430 THREAD, 7-PORTED, WITH (6) 1/4-28 PORTS AND (1) 1/4" NPT PORT, POLYPROPYLENE WF-1428-PLUG PLUGS, 1/4-28, NATURAL PTFE PFA, 10/PK WF-14-PLUG PLUGS, 1/4" NPT, POLYPROPYLENE, 10/PK CHOOSE ADAPTERS BASED ON Y | OUR TUBING SIZE. A SET OF PLUGS IN INCLUDED FOR EACH PORT YOU DO NOT WISH TO USE. FOR LABS WHICH DO NOT NEED TO USE GROUNDABLE SAFETY CONTAINERS, WE OFFER THESE PORT CAPS FOR DRUMS AND CARBOYS |  | 22.3 | 20.9 | 14.5 | 3.9109 | CF | EA |  |  |  | 0.5 | 540 11 | US | 1 |  | 0 | STND | 30 | AF | IN | IN | IN | LN | WD | HT | P |  |  | O | O | O | O
GS-07F-238AA | WF-38-9KIT | WESTERN FLUIDS | 9-PORT FILLING CAP FOR PLASTIC 38-4304 | WF-38-9KIT | 9-PORT FILLING CAP FOR NALGENE 38-430 THREAD COMPLETE KIT | PORT CAP FOR NALGENE PLASTIC BOTTLES WITH A 38-430 THREAD, 9-PORT, WITH (8) 1/4-28 PORTS AND (1) 1/4" NPT PORT, ALL-PTFE WETTED COMPONENTS. COMES WITH TWO PACKAGE OF 10 PLUGS EACH (1 PACKAGE OF 1/4" PLUGS AND 1 PACKAGE OF 1/4-28 PLUGS) | FOLLOWING PARTS: WF-38-9 BOTTLE CAP FOR NALGENE 38-430 THREAD, 9-PORT, WITH (8) 1/4-28 PORTS AND (1) 1/4" NPT PORT, ALL-PTFE WETTED COMPONENTS WF-1428-PLUG PLUGS, 1/4-28, NATURAL PTFE PFA, 10/PK WF-14-PLUG PLUGS, 1/4" NPT, POLYPROPYLENE, 10/PK | SE ADAPTERS BASED ON YOUR TUBING SIZE. A SET OF PLUGS IN INCLUDED FOR EACH PORT YOU DO NOT WISH TO USE. FOR LABS WHICH DO NOT NEED TO USE GROUNDABLE SAFETY CONTAINERS, WE OFFER THESE PORT CAPS FOR DRUMS AND CARBOYS |  | 24.8 | 23.2 | 16.5 | 5.4939 | CF | EA |  |  |  | 0.5 | 540 11 | US | 1 |  | 0 | STND | 30 | AF | IN | IN | IN | LN | WD | HT | P |  |  | O | O | O | O
GS-07F-238AA | WF-70NAL-KIT | WESTERN FLUIDS | 7-PORT FILLING CAP 70MM FOR NALGEN | WF-70NAL-KIT | 7-PORT FILLING CAP 70MM FOR NALGENE CARBOY COMPLETE KIT | 70MM NALGENE CARBOY CAP, COMPLETE KIT WITH (10) 1/2" PLUGS AND (10) 1/4-28 PLUGS FITS 70MM NALGENE 7-PORTED, POLYPROPYLENE CARBOY CAP WASTE MANIFOLD, FREE-SPINNING COLLAR, (6) 1/4-28 PORTS, (1) 1/2" NPT PORTS. CARBOY AND DRUM MANIFOLDS | E WASTE LINES OF VARYING SIZE AND TYPE TO BE CONNECTED TO THE CONTAINER OF YOUR CHOICE. COMES WITH PLUGS. FITS 70MM OPENING ON NALGENE BRAND CARBOYS (LIKE NG-2214-0050), AND SIMILAR PRODUCTS. USE 1/4-28 FITTINGS (1/4-28 FITTINGS: FOR 1/16" OD TUBING, | ORDER PART# WF-AQ-1-16. FOR 1/8" OD TUBING, ORDER PART# WF-AQ-1-8). FEATURES A SINGLE 1/2" NPT PORT FOR USE WITH CARBON FILTER WF-CF-100KIT. INCLUDES THE FOLLOWING PARTS: WF-70NAL-7 70MM NALGENE CARBOY CAP, 7-PORTED POLYPROPYLENE WASTE MANIFOLD, (6) |  | 26.2 | 19.3 | 18.6 | 5.4429 | CF | EA |  |  |  | 0.5 | 540 11 | US | 1 |  | 0 | STND | 30 | AF | IN | IN | IN | LN | WD | HT | P |  |  | O | O | O | O
GS-07F-238AA | WF-83B-KIT | WESTERN FLUIDS | 10-PORT FILLING CAP 83B CARBOY CAP | WF-83B-KIT | 10-PORT FILLING CAP 83B CARBOY CAP COMPLETE KIT | CARBOY PORT FILLING CAP, 10 PORT 83B CARBOY CAP, COMPLETE KIT WITH (10) 1/2" QUOT; PLUGS, (10) 1/4 PLUGS AND (10) 1/4-28 PLUGS. 83B NALGENE 10-PORTED, POLYPROPYLENE CARBOY CAP WASTE MANIFOLD, FREE-SPINNING COLLAR, (1) 1/2" NPT, (3) 1/4" NPT | 1/4-28 PORTS. CARBOY AND DRUM MANIFOLDS PERMIT MULTIPLE WASTE LINES OF VARYING SIZE AND TYPE TO BE CONNECTED TO THE CONTAINER OF YOUR CHOICE. FITS 83MM OPENING ON NALGENE BRAND BOTTLES AND CARBOYS, AND SIMILAR PRODUCTS. | INCLUDES THE FOLLOWING PARTS: WF-83B-10 10 PORT 83B CARBOY CAP, MANIFOLD WITH (1) 1/2" QUOT; NPT, (3) 1/4 NPT, (6) 1/4-28, WF-1428-PLUG PLUGS, 1/4-28, PTFE PFA, 10/PK WF-12-PLUG PLUGS, 1/2" NPT, 10/PK WF-14-PLUG PLUGS, 1/4 NPT, 10/PK |  | 26.2 | 19.3 | 18.6 | 5.4429 | CF | EA |  |  |  | 0.5 | 540 11 | US | 1 |  | 0 | STND | 30 | AF | IN | IN | IN | LN | WD | HT | P |  |  | O | O | O | O
GS-07F-238AA | WF-AB-1-16 | WESTERN FLUIDS | BARBED TUBING ADAPTER 1/16" ID TUBING X | WF-AB-1-16 | 1/4" NPT BARBED TUBING ADAPTER FOR 1/16" ID TUBING PP | BARBED TUBING ADAPTER, 1/16" ID TUBINGX1/4" NPT, POLYPROPYLENE. PACKAGE OF TEN (10) 1/16" BARBED TUBING ADAPTERS FOR 1/4" NPT PORTS. ADAPTERS (FITTINGS) FOR USE WITH THE FOLLOWING CAPS: WF-FS70-7, WF-70NAL-7, WF-83B-10, WF-100-10 |  |  |  | 24.8 | 23.2 | 16.5 | 5.4939 | CF | CA | 10 | EA |  | 0.3 | 540 11 | US | 10 |  | 0 | STND | 30 | AF | IN | IN | IN | LN | WD | HT | P |  |  | O | O | O | O
GS-07F-238AA | WF-AB-1-2 | WESTERN FLUIDS | BARBED TUBING ADAPTER 1/2" ID TUBING X | WF-AB-1-2 | 1/4" NPT BARBED TUBING ADAPTER FOR 1/2" ID TUBING PP | BARBED TUBING ADAPTER, 1/2" ID TUBINGX1/4" NPT, POLYPROPYLENE. PACKAGE OF TEN (10) 1/2" BARBED TUBING ADAPTERS FOR 1/4" NPT PORTS. ADAPTERS (FITTINGS) FOR USE WITH THE FOLLOWING CAPS: WF-FS70-7, WF-70NAL-7, WF-83B-10, WF-100-10 |  |  |  | 26.2 | 19.3 | 18.6 | 5.4429 | CF | CA | 10 | EA |  | 0.3 | 540 11 | US | 10 |  | 0 | STND | 30 | AF | IN | IN | IN | LN | WD | HT | P |  |  | O | O | O | O
GS-07F-238AA | WF-AB-1-4 | WESTERN FLUIDS | BARBED TUBING ADAPTER 1/4" ID TUBING X | WF-AB-1-4 | 1/4" NPT BARBED TUBING ADAPTER FOR 1/4" ID TUBING PP | BARBED TUBING ADAPTER, 1/4" ID TUBINGX1/4" NPT, POLYPROPYLENE. PACKAGE OF TEN (10) 1/4" BARBED TUBING ADAPTERS FOR 1/4" NPT PORTS. ADAPTERS (FITTINGS) FOR USE WITH THE FOLLOWING CAPS: WF-FS70-7, WF-70NAL-7, WF-83B-10, WF-100-10 |  |  |  | 25.3 | 15.5 | 16.4 | 3.7218 | CF | CA | 10 | EA |  | 0.3 | 540 11 | US | 10 |  | 0 | STND | 30 | AF | IN | IN | IN | LN | WD | HT | P |  |  | O | O | O | O
GS-07F-238AA | WF-AB-1-8 | WESTERN FLUIDS | BARBED TUBING ADAPTER 1/8" ID TUBING X | WF-AB-1-8 | 1/4" NPT BARBED TUBING ADAPTER FOR 1/8" ID TUBING PP | BARBED TUBING ADAPTER, 1/8" ID TUBINGX1/4" NPT, POLYPROPYLENE. PACKAGE OF TEN (10) 1/8" BARBED TUBING ADAPTERS FOR 1/4" NPT PORTS. ADAPTERS (FITTINGS) FOR USE WITH THE FOLLOWING CAPS: WF-FS70-7, WF-70NAL-7, WF-83B-10, WF-100-10 |  |  |  | 25.3 | 15.5 | 16.4 | 3.7218 | CF | CA | 10 | EA |  | 0.3 | 540 11 | US | 10 |  | 0 | STND | 30 | AF | IN | IN | IN | LN | WD | HT | P |  |  | O | O | O | O
GS-07F-238AA | WF-AB-3-16 | WESTERN FLUIDS | BARBED TUBING ADAPTER 3/16" ID TUBING X | WF-AB-3-16 | 1/4" NPT BARBED TUBING ADAPTER 3/16" ID TUBING PP | BARBED TUBING ADAPTER, 3/16" ID TUBINGX1/4" NPT, POLYPROPYLENE. PACKAGE OF TEN (10) 3/16" BARBED TUBING ADAPTERS FOR 1/4" NPT PORTS. ADAPTERS (FITTINGS) FOR USE WITH THE FOLLOWING CAPS: WF-FS70-7, WF-70NAL-7, WF-83B-10, WF-100-10 |  |  |  | 31.6 | 21.2 | 16.9 | 6.5519 | CF | CA | 10 | EA |  | 0.3 | 540 11 | US | 10 |  | 0 | STND | 30 | AF | IN | IN | IN | LN | WD | HT | P |  |  | O | O | O | O
GS-07F-238AA | WF-AB-3-8 | WESTERN FLUIDS | BARBED TUBING ADAPTER 3/8" ID TUBING X | WF-AB-3-8 | 1/4" NPT BARBED TUBING ADAPTER 3/8" ID TUBING PP | BARBED TUBING ADAPTER, 3/8" ID TUBINGX1/4" NPT, POLYPROPYLENE. PACKAGE OF TEN (10) 3/8" BARBED TUBING ADAPTERS FOR 1/4" NPT PORTS. ADAPTERS (FITTINGS) FOR USE WITH THE FOLLOWING CAPS: WF-FS70-7, WF-70NAL-7, WF-83B-10, WF-100-10 |  |  |  | 24.2 | 24.2 | 25.4 | 8.6084 | CF | CA | 10 | EA |  | 0.3 | 540 11 | US | 10 |  | 0 | STND | 30 | AF | IN | IN | IN | LN | WD | HT | P |  |  | O | O | O | O
GS-07F-238AA | WF-AB-5-16 | WESTERN FLUIDS | BARBED TUBING ADAPTER 5/16" ID TUBING X | WF-AB-5-16 | 1/4" NPT BARBED TUBING ADAPTER 5/16" ID TUBING PP | BARBED TUBING ADAPTER, 5/16" ID TUBINGX1/4" NPT, POLYPROPYLENE. PACKAGE OF TEN (10) 5/16" BARBED TUBING ADAPTERS FOR 1/4" NPT PORTS. ADAPTERS (FITTINGS) FOR USE WITH THE FOLLOWING CAPS: WF-FS70-7, WF-70NAL-7, WF-83B-10, WF-100-10 |  |  |  | 15.3 | 15.3 | 27.4 | 3.7118 | CF | CA | 10 | EA |  | 0.3 | 540 11 | US | 10 |  | 0 | STND | 30 | AF | IN | IN | IN | LN | WD | HT | P |  |  | O | O | O | O
GS-07F-238AA | WF-AQ-1-16 | WESTERN FLUIDS | THREADED TUBING ADAPTER 1/16" OD TUBING | WF-AQ-1-16 | 1/4-28 THREADED TUBING ADAPTER FOR 1/16" OD TUBING | TUBING ADAPTER, 1/16" OD TUBINGX1/4-28, POLYPROPYLENE FITTING, NATURAL TEFZEL FERRULE. PACKAGE OF TEN (10) 1/16" TUBING ADAPTERS FOR 1/4-28 PORTS. ADAPTERS (FITTINGS) FOR USE WITH THE FOLLOWING CAPS: WF-FS70-7, WF-70NAL-7, WF-83B-10, WF-100-10 | GL38-2, WF-GL38-3, WF-GL38-4, WF-GL38-7, WF-GL38-2, WF-GL38-3, WF-GL38-4, WF-GL38-7, WF-GL38-9, WF-GL-45-2, WF-GL-45-3, WF-GL-45-4ITEM MAY BE EITHER BLUE OR GREEN. |  |  | 21.1 | 21.1 | 17.3 | 4.4573 | CF | CA | 10 | EA |  | 0.5 | 540 11 | US | 10 |  | 0 | STND | 30 | AF | IN | IN | IN | LN | WD | HT | P |  |  | O | O | O | O
GS-07F-238AA | WF-AQ-1-8 | WESTERN FLUIDS | THREADED TUBING ADAPTER 1/8" OD TUBING | WF-AQ-1-8 | 1/4-28 THREADED TUBING ADAPTER FOR 1/8" OD TUBING | TUBING ADAPTER, 1/8" OD TUBINGX1/4-28, POLYPROPYLENE FITTING, NATURAL TEFZEL FERRULE. PACKAGE OF TEN (10) 1/8" TUBING ADAPTERS FOR 1/4-28 NPT PORTS. ADAPTERS (FITTINGS) FOR USE WITH THE FOLLOWING CAPS: WF-FS70-7, WF-70NAL-7, WF-83B-10, WF-100-10 | WF-GL38-2, WF-GL38-3, WF-GL38-4, WF-GL38-7, WF-GL38-2, WF-GL38-3, WF-GL38-4, WF-GL38-7, WF-GL38-9, WF-GL-45-2, WF-GL-45-3, WF-GL-45-4ITEM MAY BE EITHER BLUE OR GREEN. |  |  | 24.2 | 24.2 | 25.4 | 8.6084 | CF | CA | 10 | EA |  | 0.5 | 540 11 | US | 10 |  | 0 | STND | 30 | AF | IN | IN | IN | LN | WD | HT | P |  |  | O | O | O | O
GS-07F-238AA | WF-CF-100KIT | WESTERN FLUIDS | FILTER ACTIVAATED CARBON CARTRIDGE | WF-CF-100KIT | CARBON FILTER ACTIVATED CARBON CARTRIDGE AND FLEXIBLE ADAPTER 1/2" NPT | CARBON FILTER, ACTIVATED CARBON CARTRIDGE AND FLEXIBLE ADAPTER, 1/2" NPT |  |  |  | 31.6 | 21.2 | 16.9 | 6.5519 | CF | EA |  |  |  | 81.5 | 540 11 | US | 1 |  | 0 | STND | 30 | AF | IN | IN | IN | LN | WD | HT | P |  |  | O | O | O | O
GS-07F-238AA | WF-CF-100-REFILL | WESTERN FLUIDS | REPLCMNT CARBON FILTERS FOR PORT CAP | WF-CF-100-REFILL | REPLCMNT CARBON FILTERS FOR PORT CAP 1/4" NPT FEMALE PORT | REPLACEMENT CARBON FILTERS FOR PORT CAPS, 1/4" NPT FEMALE PORT |  |  |  | 24.2 | 24.2 | 25.4 | 8.6084 | CF | CA | 5 | EA |  | 107 | 540 11 | US | 5 |  | 0 | STND | 30 | AF | IN | IN | IN | LN | WD | HT | P |  |  | O | O | O | O
GS-07F-238AA | WF-FS70-KIT | WESTERN FLUIDS | 7-PORT FILLING CAP 70MM FOR HEDWIN | WF-FS70-KIT | 7-PORT CAP 70MM FOR HEDWIN DRUM | 7 PORT CARBOY CAP, 70MM HEDWIN, COMPLETE KIT WITH (10) 1/2" PLUGS, AND (10) 1/4-28 PLUGS. FITS 70MM OPENING ON HEDWIN BRAND DRUMS AND CARBOYS, AND SIMILAR PRODUCTS. USES 1/4-28 THREADED FITTINGS (FOR 1/16" OD TUBING, ORDER PART# WF-AQ-1-16. | CHOOSE ADAPTERS BASED ON YOUR TUBING SIZE. A SET OF PLUGS IN INCLUDED FOR EACH PORT YOU DO NOT WISH TO USE. FOR LABS WHICH DO NOT NEED TO USE GROUNDABLE SAFETY CONTAINERS, WE OFFER THESE PORT CAPS FOR DRUMS AND CARBOYS |  |  | 8.9 | 8.9 | 18.3 | 0.8389 | CF | EA |  |  |  | 0.5 | 540 16 | US | 1 |  | 0 | STND | 30 | AF | IN | IN | IN | LN | WD | HT | P |  |  | O | O | O | O
GS-07F-238AA | WF-GL38-7KIT | WESTERN FLUIDS | 7-PORT FILLING CAP FOR GLASS GL38 | WF-GL38-7KIT | 7-PORT CAP FOR GLASS BOTTLES GL38 COMPLETE KIT | PORT CAP WITH 7 PORTS (SIX 1/4-28 PORTS AND ONE 1/4" NPT PORT). POLYPROPYLENE MANIFOLD WITH PTFE INSERT AND GASKET. FITS GLASS BOTTLES WITH A GL38 NECK SIZE. COMES WITH TWO PACKAGE OF 10 PLUGS EACH (1 PACKAGE OF 1/4" PLUGS AND 1 PACK OF 1/4-28 PLUGS | CHOOSE ADAPTERS BASED ON YOUR TUBING SIZE. A SET OF PLUGS IN INCLUDED FOR EACH PORT YOU DO NOT WISH TO USE. FOR LABS WHICH DO NOT NEED TO USE GROUNDABLE SAFETY CONTAINERS, WE OFFER THESE PORT CAPS FOR DRUMS AND CARBOYS |  |  | 8.9 | 8.9 | 18.3 | 0.8389 | CF | EA |  |  |  | 0.5 | 540 16 | US | 1 |  | 0 | STND | 30 | AF | IN | IN | IN | LN | WD | HT | P |  |  | O | O | O | O
GS-07F-238AA | WF-GL38-9KIT | WESTERN FLUIDS | 9-PORT FILLING CAP FOR GLASS GL38 | WF-GL38-9KIT | 9-PORT CAP FOR GLASS BOTTLES GL38 COMPLETE KIT | PORT CAP WITH 9 PORTS, (8) 1/4-28 PORTS AND (1) 1/4" NPT PORT, ALL-PTFE WETTED COMPONENTS. FITS GLASS BOTTLES WITH A GL38 NECK SIZE. COMES WITH TWO PACKAGE OF 10 PLUGS EACH (1 PACKAGE OF 1/4" PLUGS AND 1 PACKAGE OF 1/4-28 PLUGS | CHOOSE ADAPTERS BASED ON YOUR TUBING SIZE. A SET OF PLUGS IN INCLUDED FOR EACH PORT YOU DO NOT WISH TO USE. FOR LABS WHICH DO NOT NEED TO USE GROUNDABLE SAFETY CONTAINERS, WE OFFER THESE PORT CAPS FOR DRUMS AND CARBOYS |  |  | 14.4 | 7.4 | 16.3 | 1.0052 | CF | EA |  |  |  | 0.5 | 540 16 | US | 1 |  | 0 | STND | 30 | AF | IN | IN | IN | LN | WD | HT | P |  |  | O | O | O | O
GS-07F-238AA | WF-PR-115 | WESTERN FLUIDS | AIR INLET EVAPORATION CTRL VALVE PTFE | WF-PR-115 | 1/4-28 AIR INLET EVAPORATION CONTROL VALVE PTFE 0.07 PSI VITON SEAL | EVAPORATION CONTROL UNITS CONTAIN CHECK VALVES THAT REDUCE THE FLOW OF VAPOR IN OR OUT OF A SOLVENT SUPPLY BOTTLE. DURING A SYSTEM RUN, AS LIQUID SOLVENT TRAVELS OUT OF THE SUPPLY BOTTLE TO THE SYSTEM, AIR MUST ENTER THE BOTTLE | T AS IT'S REMOVED. THIS VALVE ALLOWS AIR TO ENTER THE BOTTLE, BUT NOT ESCAPE. CONSTRUCTED FROM PTFE AND POLYPROPYLENE WITH FILTER AND VITON CHECK ELEMENT. AIR INLET CONTROL VALVE FITS THE FOLLOWING PORT CAPS: WF-FS70-7, WF-70NAL-7, WF-83B-10, WF-100- | 10, WF-GL38-2, WF-GL38-3, WF-GL38-4, WF-GL38-7, WF-GL38-2, WF-GL38-3, WF-GL38-4, WF-GL38-7, WF-GL38-9, WF-GL-45-2, WF-GL-45-3, WF-GL-45-4 |  | 19.4 | 9.9 | 11.6 | 1.2893 | CF | EA |  |  |  | 0.1 | 540 11 | US | 1 |  | 0 | STND | 30 | AF | IN | IN | IN | LN | WD | HT | P |  |  | O | O | O | O
GS-07F-238AA | WF-PR-118 | WITT INDUSTRIES | AIR OUTLET PRESSURE RELIEF VALVE 1/4-28 | WF-PR-118 | 1/4-28 AIR OUTLET PRESSURE RELIEF VALVE 1 PSI VITON SEAL | EVAPORATION CONTROL UNITS CONTAIN CHECK VALVES THAT REDUCE THE FLOW OF VAPOR IN OR OUT OF A SOLVENT SUPPLY BOTTLE. DURING A SYSTEM RUN, AS LIQUID SOLVENT TRAVELS OUT OF THE SUPPLY BOTTLE TO THE SYSTEM, AIR MUST EXIT THE BOTTLE | IS VALVE ALLOWS AIR TO ESCAPE THE BOTTLE, BUT NOT ENTER (PROVIDING PRESSURE RELIEF). CONSTRUCTED FROM PTFE AND POLYPROPYLENE WITH FILTER AND VITON CHECK ELEMENT. AIR OUTLET PRESSURE RELIEF VALVE FITS THE FOLLOWING PORT CAPS: WF-FS70-7, WF-70NAL-7, WF | -83B-10, WF-100-10, WF-GL38-2, WF-GL38-3, WF-GL38-4, WF-GL38-7, WF-GL38-2, WF-GL38-3, WF-GL38-4, WF-GL38-7, WF-GL38-9, WF-GL-45-2, WF-GL-45-3, WF-GL-45-4 |  | 12 | 12 | 12 | 1 | CF | EA |  |  |  | 0.1 | 540 11 | US | 1 |  | 0 | STND | 30 | AF | IN | IN | IN | LN | WD | HT | P |  |  | O | O | O | O
GS-07F-238AA | WI-10/1STDB | WITT INDUSTRIES | METAL RECYCLING BIN FOR PAPER 20 GAL I | WI-10/1STDB | METAL RECYCLE BIN FOR PAPER 20 GALLON INDOOR DARK BLUE | 20 GALLON BLUE STEEL RECYCLING CONTAINERS, TALL AND NARROW WITH CONVENIENT LID DESIGN 16 DIAMETERX30 HIGH 80 QT CAPACITY (20 GALLON ) HELPFUL IN SEPARATING WASTE FROM RECYCLABLES IN PUBLIC AREAS SPACE EFFICIENT WITH A SMALL FOOTPRINT | E SAFE STEEL CONSTRUCTION ATTRACTIVE, FUNCTIONAL CHOICE FOR AIRPORTS, MALLS, AUDITORIUMS, UNIVERSITIES, OR AS PART OF ANY ORGANIZATIONS' RECYCLING PROGRAM MODEL NO. DESCRIPTION FINISHES CAPACITY WEIGHT DIMENSIONS WI-10/1DTDB CAN COLLECTOR DARK BLUE 8 | 0 QT 15.3 LBS 16"DIAX30"WI-10/1STDB SLOT TOP FOR PAPER DARK BLUE 80 QT 15.3 LBS 16"DIAX30" THESE ITEMS HAVE A 2 WEEK LEAD TIME. |  | 7.5 | 7.2 | 9.1 | 0.2844 | CF | EA |  |  |  | 75 | 540 3 | US | 1 |  | 0 | STND | 30 | AF | IN | IN | IN | LN | WD | HT | P |  |  | O | O | O | O
GS-07F-238AA | WI-15RT | WITT INDUSTRIES | METAL RECYCLING BIN 24 GAL THREE OPENI | WI-15RT | METAL RECYCLE BIN 24 GALLON THREE OPENING INDOOR CHOOSE COLOR | 24 GAL RECYCLE BIN, POWDER COATED STEEL, WITH FLAT LID AND RECYCLE LOGO DECAL AFFIXED TO THE SIDE AND VARIOUS DECALS (INCLUDED) TO CUSTOMIZE THE OPENINGS IN THE LID. DIMENSIONS: 15X32 GREAT FOR COMPANIES SEEKING " GREEN" COMPLIANCE | RECYCLING LABELS SERVICING IS EASY WITH THE LIFT OFF TOP THE 'THREE LINERS AND THREE OPENINGS' OPTION INSURES YOUR RECYCLABLES ARE SEPARATED WHEN NEEDED AND ALLOWS YOU TO RECYCLE SEVERAL COMMODITIES IN ONE LOCATION TO SAVE SPACE. | LABELS FOR THREE OPENING UNITS: BOTTLES, CANS, BOTTLES CANS, RECYCLABLES, WASTE, COMPOST, NEWSPAPER AND PAPER MODEL NO. DESCRIPTION CAPACITY DIMENSIONS WI-15RT 15"D, THREE 8 GALLON LINERS, THREE OPENINGS IN LID 24 GAL 15"DIAX32"H. |  | 6.3 | 4.3 | 6.9 | 0.1082 | CF | EA |  |  |  | 76 | 540 3 | US | 1 |  | 0 | STND | 30 | AF | IN | IN | IN | LN | WD | HT | P |  |  | O | O | O | O
GS-07F-238AA | WI-15RT-1H | WITT INDUSTRIES | METAL RECYCLING BIN 24 GAL SINGLE OPEN | WI-15RT-1H | METAL RECYCLE BIN 24 GALLONS INGLE OPENING INDOOR CHOOSE COLOR | 24 GALLON RECYCLE BIN, POWDER COATED STEEL, WITH FLAT LID AND RECYCLE LOGO DECAL AFFIXED TO THE SIDE AND VARIOUS DECALS (INCLUDED) TO CUSTOMIZE THE OPENINGS IN THE LID. THIS SINGLE OPENING RECYCLE BIN IS PERFECT FOR SINGLE STREAM RECYCLING, WASTE | CO-MINGLING OF RECYCLABLE ITEMS. COMPLETE WITH RIGID PLASTIC LINERS AND VARIOUS DECALS. DIMENSIONS: 15X32 GREAT FOR COMPANIES SEEKING " GREEN" COMPLIANCE INCLUDES DURABLE RECYCLING LABELS SERVICING IS EASY WITH THE LIFT OFF TOP | LABELS FOR SINGLE OPENING UNITS: CANS, BOTTLES CANS, RECYCLABLES, WASTE, COMPOST MODEL NO. DESCRIPTION CAPACITY DIMENSIONS WI-15RT-1H 15"D, ONE PLASTIC LINER, ONE OPENING IN LID 24 GAL 15"DIAX32"H. |  | 12 | 12 | 12 | 1 | CF | EA |  |  |  | 76 | 540 3 | US | 1 |  | 0 | STND | 30 | AF | IN | IN | IN | LN | WD | HT | P |  |  | O | O | O | O
GS-07F-238AA | WI-18RT | WITT INDUSTRIES | METAL RECYCLING BIN 33 GAL THREE OPENI | WI-18RT | METAL RECYCLE BIN 33 GALLON THREE OPENING INDOOR CHOOSE COLOR | 33 GAL RECYCLE BIN, POWDER COATED STEEL, WITH FLAT LID AND RECYCLE LOGO DECAL AFFIXED TO THE SIDE AND VARIOUS DECALS (INCLUDED) TO CUSTOMIZE THE OPENINGS IN THE LID. DIMENSIONS: 18X33 GREAT FOR COMPANIES SEEKING " GREEN" COMPLIANCE | RECYCLING LABELS SERVICING IS EASY WITH THE LIFT OFF TOP THE 'THREE LINERS AND THREE OPENINGS' OPTION INSURES YOUR RECYCLABLES ARE SEPARATED WHEN NEEDED AND ALLOWS YOU TO RECYCLE SEVERAL COMMODITIES IN ONE LOCATION TO SAVE SPACE. | LABELS FOR THREE OPENING UNITS: BOTTLES, CANS, BOTTLES CANS, RECYCLABLES, WASTE, COMPOST, NEWSPAPER AND PAPER MODEL NO. DESCRIPTION CAPACITY DIMENSIONS WI-18RT 18"D, THREE 11 GALLON LINERS, THREE OPENINGS IN LID 33 GAL 18"DIAX33"H. |  | 22 | 16 | 15 | 3.0556 | CF | EA |  |  |  | 79 | 540 16 | US | 1 |  | 0 | STND | 30 | AF | IN | IN | IN | LN | WD | HT | P |  |  | O | O | O | O
GS-07F-238AA | WI-18RT-1H | WITT INDUSTRIES | METAL RECYCLING BIN 33 GAL SINGLE OPEN | WI-18RT-1H | METAL RECYCLE BIN 33 GALLONS INGLE OPENING INDOOR CHOOSE COLOR | 33 GAL RECYCLE BIN, POWDER COATED STEEL, WITH FLAT LID AND RECYCLE LOGO DECAL AFFIXED TO THE SIDE AND VARIOUS DECALS (INCLUDED) TO CUSTOMIZE THE OPENINGS IN THE LID. DIMENSIONS: 18X33 GREAT FOR COMPANIES SEEKING " GREEN" COMPLIANCE | SERVICING IS EASY WITH THE LIFT OFF TOP THE 'SINGLE LINER AND SINGLE OPENING' OPTION IS BEST WHEN ONLY ONE TYPE OF PRODUCT IS RECYCLED OR WHEN RECYCLABLES CAN BE MIXED IN ONE VESSEL. DURABLE RECYCLING LABELS FOR ONE OPENING UNITS: | BOTTLES CANS, RECYCLABLES, WASTE, COMPOST MODEL NO. DESCRIPTION CAPACITY DIMENSIONS WI-18RT-1H 18"D, ONE LINER, ONE OPENING IN LID 33 GAL 18"DIAX33"H. |  | 21.6 | 15.7 | 14.8 | 2.9045 | CF | EA |  |  |  | 79 | 540 16 | US | 1 |  | 0 | STND | 30 | AF | IN | IN | IN | LN | WD | HT | P |  |  | O | O | O | O