## Sheet1
CONTNUM | MFGPART | MFGNAME | PRODNAME | VENDPART | PRODDESC | PRODDESC2 | PRODDESC3 | PRODDESC4 | NSN | VALUE1 | VALUE2 | VALUE3 | DVOLUME | D_VUNIT | ISSCODE | QTY_UNIT | QP_UNIT | STDPACK | WEIGHT | SIN | PPOINT | INCR_OF | P_WWW | WARNUMBER | WARPERIOD | P_DELIV | LEADTIME | UNIT1 | UNIT2 | UNIT3 | TYPE1 | TYPE2 | TYPE3 | ITEMTYPE | UPC | UNSPSC | FOB_AK | FOB_HI | FOB_PR | FOB_US
GS-07F-308AA | 0100-03440 | HOCHIKI AMERICA | MAIN AC INPUT FUSE | 0100-03440 | MAIN AC INPUT FUSE |  |  |  |  | 0 | 0 | 0 | 3312 | CF | EA |  |  |  | 18.75 | 246 25 | US |  | WWW.HOCHIKIAMERICA.COM | 0 | NONE | 30 | AF |  |  |  | LN | WD | HT | P |  |  | D | D | D | D
GS-07F-308AA | 0300-04030 IT | HOCHIKI AMERICA | 2 WIRE, 4" DETECTOR BASE, 24 VDC* | 0300-04030 IT | 2 WIRE, 4" DETECTOR BASE, 24 VDC* |  |  |  |  | 0 | 0 | 0 | 40.5 | CF | EA |  |  |  | 0.2 | 246 25 | US |  | WWW.HOCHIKIAMERICA.COM | 0 | NONE | 30 | AF |  |  |  | LN | WD | HT | P |  |  | D | D | D | D
GS-07F-308AA | 0100-03385S | HOCHIKI AMERICA | SPARE CAT30 STYLE LOCK AND KEYSET | 0100-03385 | SPARE CAT30 STYLE LOCK AND KEYSET |  |  |  |  | 0 | 0 | 0 | 45 | CF | EA |  |  |  | 0.3 | 246 25 | US |  | WWW.HOCHIKIAMERICA.COM | 0 | NONE | 30 | AF |  |  |  | LN | WD | HT | P |  |  | D | D | D | D
GS-07F-308AA | 0100-03385 | HOCHIKI AMERICA | CAT 30 STYLE LOCK/KEYSET | 0100-03385 | CAT 30 STYLE LOCK/KEYSET |  |  |  |  | 0 | 0 | 0 | 45 | CF | EA |  |  |  | 0.3 | 246 25 | US |  | WWW.HOCHIKIAMERICA.COM | 0 | NONE | 30 | AF |  |  |  | LN | WD | HT | P |  |  | D | D | D | D
GS-07F-308AA | 0300-04070 IT | HOCHIKI AMERICA | 2 WIRE, 6" DETECTOR BASE, 24 VDC* | 0300-04070 IT | 2 WIRE, 6" DETECTOR BASE, 24 VDC* |  |  |  |  | 0 | 0 | 0 | 39 | CF | EA |  |  |  | 0.3 | 246 25 | US |  | WWW.HOCHIKIAMERICA.COM | 0 | NONE | 30 | AF |  |  |  | LN | WD | HT | P |  |  | D | D | D | D
GS-07F-308AA | 0300-04040 | HOCHIKI AMERICA | 2 WIRE, 4" DETECTOR BASE, 24 VDC* | 0300-04040 | 2 WIRE, 4" DETECTOR BASE, 24 VDC* |  |  |  |  | 0 | 0 | 0 | 40.5 | CF | EA |  |  |  | 0.2 | 246 25 | US |  | WWW.HOCHIKIAMERICA.COM | 0 | NONE | 30 | AF |  |  |  | LN | WD | HT | P |  |  | D | D | D | D
GS-07F-308AA | 0300-04050 | HOCHIKI AMERICA | 2 WIRE, 4" DETECTOR BASE, 24 VDC* | 0300-04050 | 2 WIRE, 4" DETECTOR BASE, 24 VDC* |  |  |  |  | 0 | 0 | 0 | 40.5 | CF | EA |  |  |  | 0.2 | 246 25 | US |  | WWW.HOCHIKIAMERICA.COM | 0 | NONE | 30 | AF |  |  |  | LN | WD | HT | P |  |  | D | D | D | D
GS-07F-308AA | 0300-04060 | HOCHIKI AMERICA | 2 WIRE, 6" DETECTOR BASE, 24 VDC* | 0300-04060 | 2 WIRE, 6" DETECTOR BASE, 24 VDC* |  |  |  |  | 0 | 0 | 0 | 39 | CF | EA |  |  |  | 0.3 | 246 25 | US |  | WWW.HOCHIKIAMERICA.COM | 0 | NONE | 30 | AF |  |  |  | LN | WD | HT | P |  |  | D | D | D | D
GS-07F-308AA | 0100-03380 | HOCHIKI AMERICA | SPARE KEYS FOR FIRENET DOOR LOCK/CONTROL | 0100-03380 | SPARE KEYS FOR FireNET DOOR LOCK/CONTROL KEY SWITCH (KT3001/901) |  |  |  |  | 0 | 0 | 0 | 45 | CF | EA |  |  |  | 0.1 | 246 25 | US |  | WWW.HOCHIKIAMERICA.COM | 0 | NONE | 30 | AF |  |  |  | LN | WD | HT | P |  |  | D | D | D | D
GS-07F-308AA | 0300-04080 | HOCHIKI AMERICA | 2 WIRE, 6" DETECTOR BASE, 24 VDC* | 0300-04080 | 2 WIRE, 6" DETECTOR BASE, 24 VDC* |  |  |  |  | 0 | 0 | 0 | 39 | CF | EA |  |  |  | 0.3 | 246 25 | US |  | WWW.HOCHIKIAMERICA.COM | 0 | NONE | 30 | AF |  |  |  | LN | WD | HT | P |  |  | D | D | D | D
GS-07F-308AA | 0300-04090 | HOCHIKI AMERICA | 2 WIRE, 6" DETECTOR BASE, 24 VDC* | 0300-04090 | 2 WIRE, 6" DETECTOR BASE, 24 VDC* |  |  |  |  | 0 | 0 | 0 | 39 | CF | EA |  |  |  | 0.3 | 246 25 | US |  | WWW.HOCHIKIAMERICA.COM | 0 | NONE | 30 | AF |  |  |  | LN | WD | HT | P |  |  | D | D | D | D
GS-07F-308AA | 0300-04100 IT | HOCHIKI AMERICA | 2 WIRE, 6" DETECTOR BASE, 24 VDC* | 0300-04100 IT | 2 WIRE, 6" DETECTOR BASE, 24 VDC* |  |  |  |  | 0 | 0 | 0 | 39 | CF | EA |  |  |  | 0.3 | 246 25 | US |  | WWW.HOCHIKIAMERICA.COM | 0 | NONE | 30 | AF |  |  |  | LN | WD | HT | P |  |  | D | D | D | D
GS-07F-308AA | 0300-03564 | HOCHIKI AMERICA | INTRISICALLY SAFE MOUNTING BASE, NON UL | 0300-03564 | INTRISICALLY SAFE MOUNTING BASE, NON UL |  |  |  |  | 0 | 0 | 0 | 111.38 | CF | EA |  |  |  | 0.2 | 246 25 | US |  | WWW.HOCHIKIAMERICA.COM | 0 | NONE | 30 | AF |  |  |  | LN | WD | HT | P |  |  | D | D | D | D
GS-07F-308AA | 0600-01300 | HOCHIKI AMERICA | DUAL ACTION COVER | 0600-01300 | DUAL ACTION COVER |  |  |  |  | 0 | 0 | 0 | 56.25 | CF | EA |  |  |  | 0.35 | 246 25 | US |  | WWW.HOCHIKIAMERICA.COM | 0 | NONE | 30 | AF |  |  |  | LN | WD | HT | P |  |  | D | D | D | D
GS-07F-308AA | 0600-01290 | HOCHIKI AMERICA | DUAL ACTION COVER, SPANISH | 0600-01290 | DUAL ACTION COVER, SPANISH |  |  |  |  | 0 | 0 | 0 | 56.25 | CF | EA |  |  |  | 0.35 | 246 25 | US |  | WWW.HOCHIKIAMERICA.COM | 0 | NONE | 30 | AF |  |  |  | LN | WD | HT | P |  |  | D | D | D | D
GS-07F-308AA | 0300-03598 IT | HOCHIKI AMERICA | 4" ANALOG SENSOR BASE, BONE | 0300-03598 IT | 4" ANALOG SENSOR BASE, BONE |  |  |  |  | 0 | 0 | 0 | 45 | CF | EA |  |  |  | 0.1 | 246 25 | US |  | WWW.HOCHIKIAMERICA.COM | 0 | NONE | 30 | AF |  |  |  | LN | WD | HT | P |  |  | D | D | D | D
GS-07F-308AA | 0300-04010 IT | HOCHIKI AMERICA | 6" ANALOG SENSOR BASE, BONE | 0300-04010 IT | 6" ANALOG SENSOR BASE, BONE |  |  |  |  | 0 | 0 | 0 | 39 | CF | EA |  |  |  | 0.27 | 246 25 | US |  | WWW.HOCHIKIAMERICA.COM | 0 | NONE | 30 | AF |  |  |  | LN | WD | HT | P |  |  | D | D | D | D
GS-07F-308AA | 0200-02625 | HOCHIKI AMERICA | RATE OF RISE HEAT DETECTOR | 0200-02625 | RATE OF RISE HEAT DETECTOR |  |  |  |  | 0 | 0 | 0 | 40.5 | CF | EA |  |  |  | 0.29 | 246 25 | US |  | WWW.HOCHIKIAMERICA.COM | 0 | NONE | 30 | AF |  |  |  | LN | WD | HT | P |  |  | D | D | D | D
GS-07F-308AA | 0200-02570 | HOCHIKI AMERICA | 135 DEGREE, FIXED TEMP. HEAT DETECTOR (U | 0200-02570 | 135 DEGREE, FIXED TEMP. HEAT DETECTOR (USE HSC220L BASE) |  |  |  |  | 0 | 0 | 0 | 40.5 | CF | EA |  |  |  | 0.2 | 246 25 | US |  | WWW.HOCHIKIAMERICA.COM | 0 | NONE | 30 | AF |  |  |  | LN | WD | HT | P |  |  | D | D | D | D
GS-07F-308AA | 0400-01580 | HOCHIKI AMERICA | SAMPLING TUBE 2.5 FT. | 0400-01580 | SAMPLING TUBE 2.5 FT. |  |  |  |  | 0 | 0 | 0 | 120 | CF | EA |  |  |  | 0.85 | 246 25 | US |  | WWW.HOCHIKIAMERICA.COM | 0 | NONE | 30 | AF |  |  |  | LN | WD | HT | P |  |  | D | D | D | D
GS-07F-308AA | 0400-01023 | HOCHIKI AMERICA | NAC END OF LINE DEVICE | 0400-01023 | NAC END OF LINE DEVICE |  |  |  |  | 0 | 0 | 0 | 45 | CF | EA |  |  |  | 0.05 | 246 25 | US |  | WWW.HOCHIKIAMERICA.COM | 0 | NONE | 30 | AF |  |  |  | LN | WD | HT | P |  |  | D | D | D | D
GS-07F-308AA | 0200-02600 | HOCHIKI AMERICA | 190 DEGREE, FIXED TEMP. HEAT DETECTOR (U | 0200-02600 | 190 DEGREE, FIXED TEMP. HEAT DETECTOR (USE HSC220L BASE) |  |  |  |  | 0 | 0 | 0 | 40.5 | CF | EA |  |  |  | 0.2 | 246 25 | US |  | WWW.HOCHIKIAMERICA.COM | 0 | NONE | 30 | AF |  |  |  | LN | WD | HT | P |  |  | D | D | D | D
GS-07F-308AA | 0600-01430 | HOCHIKI AMERICA | PULL STATION BACK BOX - 1-3/4" DEEP | 0600-01430 | PULL STATION BACK BOX - 1-3/4" DEEP |  |  |  |  | 0 | 0 | 0 | 56.25 | CF | EA |  |  |  | 0.85 | 246 25 | US |  | WWW.HOCHIKIAMERICA.COM | 0 | NONE | 30 | AF |  |  |  | LN | WD | HT | P |  |  | D | D | D | D
GS-07F-308AA | 0700-01110 | HOCHIKI AMERICA | TESTING MAGNET | 0700-01110 | TESTING MAGNET |  |  |  |  | 0 | 0 | 0 | 45 | CF | EA |  |  |  | 0.15 | 246 25 | US |  | WWW.HOCHIKIAMERICA.COM | 0 | NONE | 30 | AF |  |  |  | LN | WD | HT | P |  |  | D | D | D | D
GS-07F-308AA | 0400-02340 | HOCHIKI AMERICA | 12V/24V END OF LINE RELAY | 0400-02340 | 12V/24V END OF LINE RELAY |  |  |  |  | 0 | 0 | 0 | 45 | CF | EA |  |  |  | 0.5 | 246 25 | US |  | WWW.HOCHIKIAMERICA.COM | 0 | NONE | 30 | AF |  |  |  | LN | WD | HT | P |  |  | D | D | D | D
GS-07F-308AA | 0600-01270 | HOCHIKI AMERICA | REPLACEMENT GLASS RODS PK/10 | 0600-01270 | REPLACEMENT GLASS RODS PK/10 |  |  |  |  | 0 | 0 | 0 | 48.13 | CF | EA |  |  |  | 0.15 | 246 25 | US |  | WWW.HOCHIKIAMERICA.COM | 0 | NONE | 30 | AF |  |  |  | LN | WD | HT | P |  |  | D | D | D | D
GS-07F-308AA | 0400-01590 | HOCHIKI AMERICA | SAMPLING TUBE 5 FT. | 0400-01590 | SAMPLING TUBE 5 FT. |  |  |  |  | 0 | 0 | 0 | 244 | CF | EA |  |  |  | 1.45 | 246 25 | US |  | WWW.HOCHIKIAMERICA.COM | 0 | NONE | 30 | AF |  |  |  | LN | WD | HT | P |  |  | D | D | D | D
GS-07F-308AA | 0500-06360 | HOCHIKI AMERICA | SURFACE BACK BOX FOR HEC, HES, HEH SERIE | 0500-06360 | SURFACE BACK BOX FOR HEC, HES, HEH SERIES, RED |  |  |  |  | 0 | 0 | 0 | 105.63 | CF | EA |  |  |  | 0.6 | 246 25 | US |  | WWW.HOCHIKIAMERICA.COM | 0 | NONE | 30 | AF |  |  |  | LN | WD | HT | P |  |  | D | D | D | D
GS-07F-308AA | 0500-06370 | HOCHIKI AMERICA | SURFACE BACK BOX FOR HEC, HES, HEH SERIE | 0500-06370 | SURFACE BACK BOX FOR HEC, HES, HEH SERIES, WHITE |  |  |  |  | 0 | 0 | 0 | 105.63 | CF | EA |  |  |  | 0.6 | 246 25 | US |  | WWW.HOCHIKIAMERICA.COM | 0 | NONE | 30 | AF |  |  |  | LN | WD | HT | P |  |  | D | D | D | D
GS-07F-308AA | 0500-06380 | HOCHIKI AMERICA | SURFACE BACK BOX FOR HCS, HCC SERIES, RE | 0500-06380 | SURFACE BACK BOX FOR HCS, HCC SERIES, RED |  |  |  |  | 0 | 0 | 0 | 105.63 | CF | EA |  |  |  | 0.6 | 246 25 | US |  | WWW.HOCHIKIAMERICA.COM | 0 | NONE | 30 | AF |  |  |  | LN | WD | HT | P |  |  | D | D | D | D
GS-07F-308AA | 0500-06390 | HOCHIKI AMERICA | SURFACE BACK BOX FOR HCS, HCC SERIES, WH | 0500-06390 | SURFACE BACK BOX FOR HCS, HCC SERIES, WHITE |  |  |  |  | 0 | 0 | 0 | 105.63 | CF | EA |  |  |  | 0.6 | 246 25 | US |  | WWW.HOCHIKIAMERICA.COM | 0 | NONE | 30 | AF |  |  |  | LN | WD | HT | P |  |  | D | D | D | D
GS-07F-308AA | 0300-03220 | HOCHIKI AMERICA | 6" BASE WITH LED, 24 VDC | 0300-03220 | 6" BASE WITH LED, 24 VDC |  |  |  |  | 0 | 0 | 0 | 58.5 | CF | EA |  |  |  | 0.45 | 246 25 | US |  | WWW.HOCHIKIAMERICA.COM | 0 | NONE | 30 | AF |  |  |  | LN | WD | HT | P |  |  | D | D | D | D
GS-07F-308AA | 0300-03230 | HOCHIKI AMERICA | 6" BASE WITH LED, 24 VDC | 0300-03230 | 6" BASE WITH LED, 24 VDC |  |  |  |  | 0 | 0 | 0 | 58.5 | CF | EA |  |  |  | 0.45 | 246 25 | US |  | WWW.HOCHIKIAMERICA.COM | 0 | NONE | 30 | AF |  |  |  | LN | WD | HT | P |  |  | D | D | D | D
GS-07F-308AA | 0300-03240 | HOCHIKI AMERICA | 6" BASE WITH LED, 24 VDC | 0300-03240 | 6" BASE WITH LED, 24 VDC |  |  |  |  | 0 | 0 | 0 | 58.5 | CF | EA |  |  |  | 0.45 | 246 25 | US |  | WWW.HOCHIKIAMERICA.COM | 0 | NONE | 30 | AF |  |  |  | LN | WD | HT | P |  |  | D | D | D | D
GS-07F-308AA | 0300-01360 | HOCHIKI AMERICA | 6" RELAY BASE, 24 VDC | 0300-01360 | 6" RELAY BASE, 24 VDC |  |  |  |  | 0 | 0 | 0 | 58.5 | CF | EA |  |  |  | 0.45 | 246 25 | US |  | WWW.HOCHIKIAMERICA.COM | 0 | NONE | 30 | AF |  |  |  | LN | WD | HT | P |  |  | D | D | D | D
GS-07F-308AA | 0300-01370 | HOCHIKI AMERICA | 6" RELAY BASE, 24 VDC | 0300-01370 | 6" RELAY BASE, 24 VDC |  |  |  |  | 0 | 0 | 0 | 58.5 | CF | EA |  |  |  | 0.45 | 246 25 | US |  | WWW.HOCHIKIAMERICA.COM | 0 | NONE | 30 | AF |  |  |  | LN | WD | HT | P |  |  | D | D | D | D
GS-07F-308AA | 0300-01380 | HOCHIKI AMERICA | 6" RELAY BASE, 24 VDC | 0300-01380 | 6" RELAY BASE, 24 VDC |  |  |  |  | 0 | 0 | 0 | 58.5 | CF | EA |  |  |  | 0.45 | 246 25 | US |  | WWW.HOCHIKIAMERICA.COM | 0 | NONE | 30 | AF |  |  |  | LN | WD | HT | P |  |  | D | D | D | D
GS-07F-308AA | 0300-02243 | HOCHIKI AMERICA | 4-WIRE, 6" RELAY BASE, 12 VDC BONE | 0300-02243 | 4-WIRE, 6" RELAY BASE, 12 VDC BONE |  |  |  |  | 0 | 0 | 0 | 58.5 | CF | EA |  |  |  | 0.45 | 246 25 | US |  | WWW.HOCHIKIAMERICA.COM | 0 | NONE | 30 | AF |  |  |  | LN | WD | HT | P |  |  | D | D | D | D
GS-07F-308AA | 0300-02025 | HOCHIKI AMERICA | 4-WIRE, 6" RELAY BASE, 24 VDC WHITE | 0300-02025 | 4-WIRE, 6" RELAY BASE, 24 VDC WHITE |  |  |  |  | 0 | 0 | 0 | 58.5 | CF | EA |  |  |  | 0.45 | 246 25 | US |  | WWW.HOCHIKIAMERICA.COM | 0 | NONE | 30 | AF |  |  |  | LN | WD | HT | P |  |  | D | D | D | D
GS-07F-308AA | 0300-02030 | HOCHIKI AMERICA | 4-WIRE, 6" RELAY BASE, 24 VDC BONE | 0300-02030 | 4-WIRE, 6" RELAY BASE, 24 VDC BONE |  |  |  |  | 0 | 0 | 0 | 58.5 | CF | EA |  |  |  | 0.45 | 246 25 | US |  | WWW.HOCHIKIAMERICA.COM | 0 | NONE | 30 | AF |  |  |  | LN | WD | HT | P |  |  | D | D | D | D
GS-07F-308AA | 0600-01440 | HOCHIKI AMERICA | PULL STATION, DEEP (2-1/4") BACK BOX | 0600-01440 | PULL STATION, DEEP (2-1/4") BACK BOX |  |  |  |  | 0 | 0 | 0 | 56.25 | CF | EA |  |  |  | 0.85 | 246 25 | US |  | WWW.HOCHIKIAMERICA.COM | 0 | NONE | 30 | AF |  |  |  | LN | WD | HT | P |  |  | D | D | D | D
GS-07F-308AA | 0100-03450 | HOCHIKI AMERICA | BATTERY LEADS & JUMPER | 0100-03450 | BATTERY LEADS & JUMPER |  |  |  |  | 0 | 0 | 0 | 81 | CF | EA |  |  |  | 0.2 | 246 25 | US |  | WWW.HOCHIKIAMERICA.COM | 0 | NONE | 30 | AF |  |  |  | LN | WD | HT | P |  |  | D | D | D | D
GS-07F-308AA | 0500-06160 | HOCHIKI AMERICA | MINI-HORN W/ CONTINUOUS OR TEMPORAL 3 SO | 0500-06160 | MINI-HORN w/ CONTINUOUS OR TEMPORAL 3 SOUNDER, 12/24VDC, 90 dBA @ 10', RED |  |  |  |  | 0 | 0 | 0 | 36 | CF | EA |  |  |  | 0.2 | 246 25 | US |  | WWW.HOCHIKIAMERICA.COM | 0 | NONE | 30 | AF |  |  |  | LN | WD | HT | P |  |  | D | D | D | D
GS-07F-308AA | 0500-06170 | HOCHIKI AMERICA | MINI-HORN W/ CONTINUOUS OR TEMPORAL 3 SO | 0500-06170 | MINI-HORN w/ CONTINUOUS OR TEMPORAL 3 SOUNDER, 12/24VDC, 90 dBA @ 10', WHITE |  |  |  |  | 0 | 0 | 0 | 36 | CF | EA |  |  |  | 0.2 | 246 25 | US |  | WWW.HOCHIKIAMERICA.COM | 0 | NONE | 30 | AF |  |  |  | LN | WD | HT | P |  |  | D | D | D | D
GS-07F-308AA | 0400-01270 | HOCHIKI AMERICA | REMOTE ALARM LED | 0400-01270 | REMOTE ALARM LED |  |  |  |  | 0 | 0 | 0 | 48.13 | CF | EA |  |  |  | 0.25 | 246 25 | US |  | WWW.HOCHIKIAMERICA.COM | 0 | NONE | 30 | AF |  |  |  | LN | WD | HT | P |  |  | D | D | D | D
GS-07F-308AA | 8000-00100 | HOCHIKI AMERICA | PLASTIC ADAPTER FOR TEST EXTENSION POLE | 8000-00100 | PLASTIC ADAPTER FOR TEST EXTENSION POLE |  |  |  |  | 0 | 0 | 0 | 16 | CF | EA |  |  |  | 1 | 246 25 | US |  | WWW.HOCHIKIAMERICA.COM | 0 | NONE | 30 | AF |  |  |  | LN | WD | HT | P |  |  | D | D | D | D
GS-07F-308AA | 0400-01570 | HOCHIKI AMERICA | SAMPLING TUBE 10 FT. | 0400-01570 | SAMPLING TUBE 10 FT. |  |  |  |  | 0 | 0 | 0 | 244 | CF | EA |  |  |  | 2.9 | 246 25 | US |  | WWW.HOCHIKIAMERICA.COM | 0 | NONE | 30 | AF |  |  |  | LN | WD | HT | P |  |  | D | D | D | D
GS-07F-308AA | 0700-01200 | HOCHIKI AMERICA | TEST FILTER FOR SPB/SPC-24 | 0700-01200 | TEST FILTER FOR SPB/SPC-24 |  |  |  |  | 0 | 0 | 0 | 0 | CF | EA |  |  |  | 0.05 | 246 25 | US |  | WWW.HOCHIKIAMERICA.COM | 0 | NONE | 30 | AF |  |  |  | LN | WD | HT | P |  |  | D | D | D | D
GS-07F-308AA | 0400-01050 | HOCHIKI AMERICA | REMOTE ALARM LED AND PILOT LED | 0400-01050 | REMOTE ALARM LED AND PILOT LED |  |  |  |  | 0 | 0 | 0 | 48.13 | CF | EA |  |  |  | 0.25 | 246 25 | US |  | WWW.HOCHIKIAMERICA.COM | 0 | NONE | 30 | AF |  |  |  | LN | WD | HT | P |  |  | D | D | D | D
GS-07F-308AA | 0100-03375 | HOCHIKI AMERICA | FIRENET ENCLOSURE KEY LOCK(ENCLOSURE) | 0100-03375 | FIRENET ENCLOSURE KEY LOCK(ENCLOSURE) |  |  |  |  | 0 | 0 | 0 | 3312 | CF | EA |  |  |  | 18.75 | 246 25 | US |  | WWW.HOCHIKIAMERICA.COM | 0 | NONE | 30 | AF |  |  |  | LN | WD | HT | P |  |  | D | D | D | D
GS-07F-308AA | 0200-02564 | HOCHIKI AMERICA | 135 DEGREE, FIXED TEMP./RATE OF RISE HEA | 0200-02564 | 135 DEGREE, FIXED TEMP./RATE OF RISE HEAT DETECTOR |  |  |  |  | 0 | 0 | 0 | 40.5 | CF | EA |  |  |  | 0.2 | 246 25 | US |  | WWW.HOCHIKIAMERICA.COM | 0 | NONE | 30 | AF |  |  |  | LN | WD | HT | P |  |  | D | D | D | D
GS-07F-308AA | 0200-02566 | HOCHIKI AMERICA | 190 DEGREE, FIXED TEMP./RATE OF RISE HEA | 0200-02566 | 190 DEGREE, FIXED TEMP./RATE OF RISE HEAT DETECTOR |  |  |  |  | 0 | 0 | 0 | 40.5 | CF | EA |  |  |  | 0.2 | 246 25 | US |  | WWW.HOCHIKIAMERICA.COM | 0 | NONE | 30 | AF |  |  |  | LN | WD | HT | P |  |  | D | D | D | D
GS-07F-308AA | 0100-06210 | HOCHIKI AMERICA | FIRENET WITH PLEXIGLASS WINDOW ACCESS LE | 0100-06210 | FIRENET WITH PLEXIGLASS WINDOW ACCESS LEVEL 2 SWITCH |  |  |  |  | 0 | 0 | 0 | 3246 | CF | EA |  |  |  | 20.15 | 246 25 | US |  | WWW.HOCHIKIAMERICA.COM | 0 | NONE | 30 | AF |  |  |  | LN | WD | HT | P |  |  | D | D | D | D
GS-07F-308AA | 0600-01200 | HOCHIKI AMERICA | PULL STATION, SINGLE ACTION, INCLUDES GL | 0600-01200 | PULL STATION, SINGLE ACTION, INCLUDES GLASS ROD |  |  |  |  | 0 | 0 | 0 | 56.25 | CF | EA |  |  |  | 1.1 | 246 25 | US |  | WWW.HOCHIKIAMERICA.COM | 0 | NONE | 30 | AF |  |  |  | LN | WD | HT | P |  |  | D | D | D | D
GS-07F-308AA | 1700-10840 | HOCHIKI AMERICA | FIRENET PLUS INSTALLATION MANUAL (REVISI | 1700-10840 | FIRENET PLUS INSTALLATION MANUAL (REVISION SENSITIVE) |  |  |  |  | 0 | 0 | 0 | 19 | CF | EA |  |  |  | 0.2 | 246 25 | US |  | WWW.HOCHIKIAMERICA.COM | 0 | NONE | 30 | AF |  |  |  | LN | WD | HT | P |  |  | D | D | D | D
GS-07F-308AA | 1700-09948 | HOCHIKI AMERICA | FIRENET INSTALLATION MANUAL (REVISION SE | 1700-09948 | FIRENET INSTALLATION MANUAL (REVISION SENSITIVE) |  |  |  |  | 0 | 0 | 0 | 19 | CF | EA |  |  |  | 0.2 | 246 25 | US |  | WWW.HOCHIKIAMERICA.COM | 0 | NONE | 30 | AF |  |  |  | LN | WD | HT | P |  |  | D | D | D | D
GS-07F-308AA | 0100-03370 | HOCHIKI AMERICA | FIRENET PANEL MOUNTING PLATE | 0100-03370 | FIRENET PANEL MOUNTING PLATE |  |  |  |  | 0 | 0 | 0 | 2034 | CF | EA |  |  |  | 12 | 246 25 | US |  | WWW.HOCHIKIAMERICA.COM | 0 | NONE | 30 | AF |  |  |  | LN | WD | HT | P |  |  | D | D | D | D
GS-07F-308AA | 0400-01060 | HOCHIKI AMERICA | REMOTE ALARM LED AND PUSH-BUTTON TEST/RE | 0400-01060 | REMOTE ALARM LED AND PUSH-BUTTON TEST/RESET SWITCH |  |  |  |  | 0 | 0 | 0 | 48.13 | CF | EA |  |  |  | 0.25 | 246 25 | US |  | WWW.HOCHIKIAMERICA.COM | 0 | NONE | 30 | AF |  |  |  | LN | WD | HT | P |  |  | D | D | D | D
GS-07F-308AA | 0600-01215 | HOCHIKI AMERICA | PULL STATION, SINGLE ACTION, W/ CAT 30 K | 0600-01215 | PULL STATION, SINGLE ACTION, W/ CAT 30 KEY, INCLUDES GLASS ROD |  |  |  |  | 0 | 0 | 0 | 56.25 | CF | EA |  |  |  | 1.16 | 246 25 | US |  | WWW.HOCHIKIAMERICA.COM | 0 | NONE | 30 | AF |  |  |  | LN | WD | HT | P |  |  | D | D | D | D
GS-07F-308AA | 0100-03376 | HOCHIKI AMERICA | ENABLE CONTROLS KEY SWITCH | 0100-03376 | ENABLE CONTROLS KEY SWITCH |  |  |  |  | 0 | 0 | 0 | 45 | CF | EA |  |  |  | 0.1 | 246 25 | US |  | WWW.HOCHIKIAMERICA.COM | 0 | NONE | 30 | AF |  |  |  | LN | WD | HT | P |  |  | D | D | D | D
GS-07F-308AA | 0600-01210 | HOCHIKI AMERICA | PULL STATION, SINGLE ACTION, W/ 211 KEY, | 0600-01210 | PULL STATION, SINGLE ACTION, W/ 211 KEY, INCLUDES GLASS ROD |  |  |  |  | 0 | 0 | 0 | 56.25 | CF | EA |  |  |  | 1.16 | 246 25 | US |  | WWW.HOCHIKIAMERICA.COM | 0 | NONE | 30 | AF |  |  |  | LN | WD | HT | P |  |  | D | D | D | D
GS-07F-308AA | 0500-05880 | HOCHIKI AMERICA | WALL MOUNT HORN, 24VDC, 100 DBA @ 10', R | 0500-05880 | WALL MOUNT HORN, 24VDC, 100 dBA @ 10', RED |  |  |  |  | 0 | 0 | 0 | 86.63 | CF | EA |  |  |  | 0.95 | 246 25 | US |  | WWW.HOCHIKIAMERICA.COM | 0 | NONE | 30 | AF |  |  |  | LN | WD | HT | P |  |  | D | D | D | D
GS-07F-308AA | 0500-05890 | HOCHIKI AMERICA | WALL MOUNT HORN, 24VDC, 100 DBA @ 10', W | 0500-05890 | WALL MOUNT HORN, 24VDC, 100 dBA @ 10', WHITE |  |  |  |  | 0 | 0 | 0 | 86.63 | CF | EA |  |  |  | 0.95 | 246 25 | US |  | WWW.HOCHIKIAMERICA.COM | 0 | NONE | 30 | AF |  |  |  | LN | WD | HT | P |  |  | D | D | D | D
GS-07F-308AA | 0600-01260 | HOCHIKI AMERICA | CALL POINT, BREAK GLASS | 0600-01260 | CALL POINT, BREAK GLASS |  |  |  |  | 0 | 0 | 0 | 111.38 | CF | EA |  |  |  | 1.2 | 246 25 | US |  | WWW.HOCHIKIAMERICA.COM | 0 | NONE | 30 | AF |  |  |  | LN | WD | HT | P |  |  | D | D | D | D
GS-07F-308AA | 0600-01265 | HOCHIKI AMERICA | CALL POINT, BREAK GLASS, SPANISH | 0600-01265 | CALL POINT, BREAK GLASS, SPANISH |  |  |  |  | 0 | 0 | 0 | 111.38 | CF | EA |  |  |  | 1.2 | 246 25 | US |  | WWW.HOCHIKIAMERICA.COM | 0 | NONE | 30 | AF |  |  |  | LN | WD | HT | P |  |  | D | D | D | D
GS-07F-308AA | 0600-01580 | HOCHIKI AMERICA | INTRISICALLY SAFE CONVENTIONAL CALL POIN | 0600-01580 | INTRISICALLY SAFE CONVENTIONAL CALL POINT, NON UL |  |  |  |  | 0 | 0 | 0 | 21 | CF | EA |  |  |  | 0.25 | 246 25 | US |  | WWW.HOCHIKIAMERICA.COM | 0 | NONE | 30 | AF |  |  |  | LN | WD | HT | P |  |  | D | D | D | D
GS-07F-308AA | 0600-01220 | HOCHIKI AMERICA | PULL STATION, DUAL ACTION, INCLUDES GLAS | 0600-01220 | PULL STATION, DUAL ACTION, INCLUDES GLASS ROD |  |  |  |  | 0 | 0 | 0 | 111.38 | CF | EA |  |  |  | 1.4 | 246 25 | US |  | WWW.HOCHIKIAMERICA.COM | 0 | NONE | 30 | AF |  |  |  | LN | WD | HT | P |  |  | D | D | D | D
GS-07F-308AA | 0600-01230 | HOCHIKI AMERICA | PULL STATION, DUAL ACTION, INCLUDES GLAS | 0600-01230 | PULL STATION, DUAL ACTION, INCLUDES GLASS ROD, SPANISH |  |  |  |  | 0 | 0 | 0 | 111.38 | CF | EA |  |  |  | 1.4 | 246 25 | US |  | WWW.HOCHIKIAMERICA.COM | 0 | NONE | 30 | AF |  |  |  | LN | WD | HT | P |  |  | D | D | D | D
GS-07F-308AA | 0500-06320 | HOCHIKI AMERICA | OUTDOOR ENCLOSURE BUBBLE & BACK BOX, RED | 0500-06320 | OUTDOOR ENCLOSURE BUBBLE & BACK BOX, RED |  |  |  |  | 0 | 0 | 0 | 135 | CF | EA |  |  |  | 0.8 | 246 25 | US |  | WWW.HOCHIKIAMERICA.COM | 0 | NONE | 30 | AF |  |  |  | LN | WD | HT | P |  |  | D | D | D | D
GS-07F-308AA | 0500-06330 | HOCHIKI AMERICA | OUTDOOR ENCLOSURE BUBBLE & BACK BOX, WHI | 0500-06330 | OUTDOOR ENCLOSURE BUBBLE & BACK BOX, WHITE |  |  |  |  | 0 | 0 | 0 | 135 | CF | EA |  |  |  | 0.8 | 246 25 | US |  | WWW.HOCHIKIAMERICA.COM | 0 | NONE | 30 | AF |  |  |  | LN | WD | HT | P |  |  | D | D | D | D
GS-07F-308AA | 0500-06400 | HOCHIKI AMERICA | SURFACE BACK BOX FOR SPEAKERS, RED | 0500-06400 | SURFACE BACK BOX FOR SPEAKERS, RED |  |  |  |  | 0 | 0 | 0 | 105.63 | CF | EA |  |  |  | 0.6 | 246 25 | US |  | WWW.HOCHIKIAMERICA.COM | 0 | NONE | 30 | AF |  |  |  | LN | WD | HT | P |  |  | D | D | D | D
GS-07F-308AA | 0500-06410 | HOCHIKI AMERICA | SURFACE BACK BOX FOR SPEAKERS, WHITE | 0500-06410 | SURFACE BACK BOX FOR SPEAKERS, WHITE |  |  |  |  | 0 | 0 | 0 | 105.63 | CF | EA |  |  |  | 0.6 | 246 25 | US |  | WWW.HOCHIKIAMERICA.COM | 0 | NONE | 30 | AF |  |  |  | LN | WD | HT | P |  |  | D | D | D | D
GS-07F-308AA | 0100-06200 | HOCHIKI AMERICA | FIRENET WITH PLEXIGLASS WINDOW CAT30 ENC | 0100-06200 | FIRENET WITH PLEXIGLASS WINDOW CAT30 ENCLOSURE KEY AND LOCK |  |  |  |  | 0 | 0 | 0 | 3246 | CF | EA |  |  |  | 20.15 | 246 25 | US |  | WWW.HOCHIKIAMERICA.COM | 0 | NONE | 30 | AF |  |  |  | LN | WD | HT | P |  |  | D | D | D | D
GS-07F-308AA | 0600-01470 | HOCHIKI AMERICA | DUAL ACTION P/S W/ 211 KEY LOCK | 0600-01470 | DUAL ACTION P/S W/ 211 KEY LOCK |  |  |  |  | 0 | 0 | 0 | 121.5 | CF | EA |  |  |  | 2.5 | 246 25 | US |  | WWW.HOCHIKIAMERICA.COM | 0 | NONE | 30 | AF |  |  |  | LN | WD | HT | P |  |  | D | D | D | D
GS-07F-308AA | 0600-01475 | HOCHIKI AMERICA | DUAL ACTION P/S W/ CAT 30 KEY LOCK | 0600-01475 | DUAL ACTION P/S W/ CAT 30 KEY LOCK |  |  |  |  | 0 | 0 | 0 | 121.5 | CF | EA |  |  |  | 2.5 | 246 25 | US |  | WWW.HOCHIKIAMERICA.COM | 0 | NONE | 30 | AF |  |  |  | LN | WD | HT | P |  |  | D | D | D | D
GS-07F-308AA | 0600-01480 | HOCHIKI AMERICA | DUAL ACTION P/S W/KEY LOCK, SPANISH | 0600-01480 | DUAL ACTION P/S W/KEY LOCK, SPANISH |  |  |  |  | 0 | 0 | 0 | 121.5 | CF | EA |  |  |  | 2.5 | 246 25 | US |  | WWW.HOCHIKIAMERICA.COM | 0 | NONE | 30 | AF |  |  |  | LN | WD | HT | P |  |  | D | D | D | D
GS-07F-308AA | 0500-06300 | HOCHIKI AMERICA | WALL MOUNT SPEAKER, 24 VDC, RED | 0500-06300 | WALL MOUNT SPEAKER, 24 VDC, RED |  |  |  |  | 0 | 0 | 0 | 180 | CF | EA |  |  |  | 1.4 | 246 25 | US |  | WWW.HOCHIKIAMERICA.COM | 0 | NONE | 30 | AF |  |  |  | LN | WD | HT | P |  |  | D | D | D | D
GS-07F-308AA | 0500-06310 | HOCHIKI AMERICA | WALL MOUNT SPEAKER, 24 VDC, WHITE | 0500-06310 | WALL MOUNT SPEAKER, 24 VDC, WHITE |  |  |  |  | 0 | 0 | 0 | 180 | CF | EA |  |  |  | 1.4 | 246 25 | US |  | WWW.HOCHIKIAMERICA.COM | 0 | NONE | 30 | AF |  |  |  | LN | WD | HT | P |  |  | D | D | D | D
GS-07F-308AA | 0400-01280 | HOCHIKI AMERICA | REMOTE ALARM LED, PILOT LED AND PUSH-BUT | 0400-01280 | REMOTE ALARM LED, PILOT LED AND PUSH-BUTTON TEST/RESET SWITCH |  |  |  |  | 0 | 0 | 0 | 48.13 | CF | EA |  |  |  | 0.25 | 246 25 | US |  | WWW.HOCHIKIAMERICA.COM | 0 | NONE | 30 | AF |  |  |  | LN | WD | HT | P |  |  | D | D | D | D
GS-07F-308AA | 0100-03644 | HOCHIKI AMERICA | FIRE PHONE JACK S.G. PLATE | 0100-03644 | FIRE PHONE JACK S.G. PLATE |  |  |  |  | 0 | 0 | 0 | 108 | CF | EA |  |  |  | 1 | 246 25 | US |  | WWW.HOCHIKIAMERICA.COM | 0 | NONE | 30 | AF |  |  |  | LN | WD | HT | P |  |  | D | D | D | D
GS-07F-308AA | 0100-03490 | HOCHIKI AMERICA | NETWORK ANNUNCIATOR TRIM RING (RED) | 0100-03490 | NETWORK ANNUNCIATOR TRIM RING (RED) |  |  |  |  | 0 | 0 | 0 | 184 | CF | EA |  |  |  | 2 | 246 25 | US |  | WWW.HOCHIKIAMERICA.COM | 0 | NONE | 30 | AF |  |  |  | LN | WD | HT | P |  |  | D | D | D | D
GS-07F-308AA | 0100-03495 | HOCHIKI AMERICA | NETWORK ANNUNCIATOR TRIM RING (CHARCOAL) | 0100-03495 | NETWORK ANNUNCIATOR TRIM RING (CHARCOAL) |  |  |  |  | 0 | 0 | 0 | 184 | CF | EA |  |  |  | 2 | 246 25 | US |  | WWW.HOCHIKIAMERICA.COM | 0 | NONE | 30 | AF |  |  |  | LN | WD | HT | P |  |  | D | D | D | D
GS-07F-308AA | 0600-01460 | HOCHIKI AMERICA | P/S SINGLE ACTION WITH PRE-SIGNAL KEY | 0600-01460 | P/S SINGLE ACTION WITH PRE-SIGNAL KEY |  |  |  |  | 0 | 0 | 0 | 56.25 | CF | EA |  |  |  | 1.25 | 246 25 | US |  | WWW.HOCHIKIAMERICA.COM | 0 | NONE | 30 | AF |  |  |  | LN | WD | HT | P |  |  | D | D | D | D
GS-07F-308AA | 0200-04005 | HOCHIKI AMERICA | PHOTOELECTRIC SMOKE DETECTOR (SINGLE) | 0200-04005 | PHOTOELECTRIC SMOKE DETECTOR (SINGLE) |  |  |  |  | 0 | 0 | 0 | 40.5 | CF | EA |  |  |  | 0.2 | 246 25 | US |  | WWW.HOCHIKIAMERICA.COM | 0 | NONE | 30 | AF |  |  |  | LN | WD | HT | P |  |  | D | D | D | D
GS-07F-308AA | 0100-03430 | HOCHIKI AMERICA | PANEL RIBBON CABLES (PACKAGE) | 0100-03430 | PANEL RIBBON CABLES (PACKAGE) |  |  |  |  | 0 | 0 | 0 | 149 | CF | EA |  |  |  | 0.4 | 246 25 | US |  | WWW.HOCHIKIAMERICA.COM | 0 | NONE | 30 | AF |  |  |  | LN | WD | HT | P |  |  | D | D | D | D
GS-07F-308AA | 0200-01783 | HOCHIKI AMERICA | 8-35 VDC, PHOTO SMOKE DETECTOR, BONE (SI | 0200-01783 | 8-35 VDC, PHOTO SMOKE DETECTOR, BONE (SINGLE) |  |  |  |  | 0 | 0 | 0 | 40.5 | CF | EA |  |  |  | 0.2 | 246 25 | US |  | WWW.HOCHIKIAMERICA.COM | 0 | NONE | 30 | AF |  |  |  | LN | WD | HT | P |  |  | D | D | D | D
GS-07F-308AA | 0200-01785 | HOCHIKI AMERICA | 8-35 VDC, PHOTO SMOKE DETECTOR, WHITE (S | 0200-01785 | 8-35 VDC, PHOTO SMOKE DETECTOR, WHITE (SINGLE) |  |  |  |  | 0 | 0 | 0 | 40.5 | CF | EA |  |  |  | 0.2 | 246 25 | US |  | WWW.HOCHIKIAMERICA.COM | 0 | NONE | 30 | AF |  |  |  | LN | WD | HT | P |  |  | D | D | D | D
GS-07F-308AA | 0200-01778 | HOCHIKI AMERICA | 24 VDC, PHOTOELECTRIC SMOKE DETECTOR HE | 0200-01778 | 24 VDC, PHOTOELECTRIC SMOKE DETECTOR HEAD |  |  |  |  | 0 | 0 | 0 | 40.5 | CF | EA |  |  |  | 0.2 | 246 25 | US |  | WWW.HOCHIKIAMERICA.COM | 0 | NONE | 30 | AF |  |  |  | LN | WD | HT | P |  |  | D | D | D | D
GS-07F-308AA | 0700-01420 | HOCHIKI AMERICA | REFLECTOR FOR SRA-24 | 0700-01420 | REFLECTOR FOR SRA-24 |  |  |  |  | 0 | 0 | 0 | 18 | CF | EA |  |  |  | 1 | 246 25 | US |  | WWW.HOCHIKIAMERICA.COM | 0 | NONE | 30 | AF |  |  |  | LN | WD | HT | P |  |  | D | D | D | D
GS-07F-308AA | 0600-01450 | HOCHIKI AMERICA | P/S SINGLE ACTION, KEY LOCK W/ 211 KEY P | 0600-01450 | P/S SINGLE ACTION, KEY LOCK W/ 211 KEY PRE-SIGNAL |  |  |  |  | 0 | 0 | 0 | 56.25 | CF | EA |  |  |  | 1.25 | 246 25 | US |  | WWW.HOCHIKIAMERICA.COM | 0 | NONE | 30 | AF |  |  |  | LN | WD | HT | P |  |  | D | D | D | D
GS-07F-308AA | 0600-01455 | HOCHIKI AMERICA | P/S SINGLE ACTION, KEY LOCK W/ CAT 30 KE | 0600-01455 | P/S SINGLE ACTION, KEY LOCK W/ CAT 30 KEY PRE-SIGNAL |  |  |  |  | 0 | 0 | 0 | 56.25 | CF | EA |  |  |  | 1.25 | 246 25 | US |  | WWW.HOCHIKIAMERICA.COM | 0 | NONE | 30 | AF |  |  |  | LN | WD | HT | P |  |  | D | D | D | D
GS-07F-308AA | 0200-01775 | HOCHIKI AMERICA | 24 VDC, PHOTOELECTRIC SMOKE DETECTOR HE | 0200-01775 | 24 VDC, PHOTOELECTRIC SMOKE DETECTOR HEAD FOR DUCT HOUSING |  |  |  |  | 0 | 0 | 0 | 40.5 | CF | EA |  |  |  | 0.2 | 246 25 | US |  | WWW.HOCHIKIAMERICA.COM | 0 | NONE | 30 | AF |  |  |  | LN | WD | HT | P |  |  | D | D | D | D
GS-07F-308AA | 0200-03801 | HOCHIKI AMERICA | 8-35 VDC, PHOTO SMOKE W/HEAT DETECTOR, W | 0200-03801 | 8-35 VDC, PHOTO SMOKE W/HEAT DETECTOR, WHITE (SINGLE) |  |  |  |  | 0 | 0 | 0 | 40.5 | CF | EA |  |  |  | 0.2 | 246 25 | US |  | WWW.HOCHIKIAMERICA.COM | 0 | NONE | 30 | AF |  |  |  | LN | WD | HT | P |  |  | D | D | D | D
GS-07F-308AA | 0200-01790 | HOCHIKI AMERICA | 8-35 VDC, 2-WIRE BASELESS PHOTO SMOKE DE | 0200-01790 | 8-35 VDC, 2-WIRE BASELESS PHOTO SMOKE DET W/TRIM RING, BONE (SINGLE) |  |  |  |  | 0 | 0 | 0 | 40.5 | CF | EA |  |  |  | 0.2 | 246 25 | US |  | WWW.HOCHIKIAMERICA.COM | 0 | NONE | 30 | AF |  |  |  | LN | WD | HT | P |  |  | D | D | D | D
GS-07F-308AA | 0200-01810 | HOCHIKI AMERICA | 8-35 VDC, 2-WIRE BASELESS PHOTO SMOKE DE | 0200-01810 | 8-35 VDC, 2-WIRE BASELESS PHOTO SMOKE DET W/TRIM RING, WHITE (SINGLE) |  |  |  |  | 0 | 0 | 0 | 117 | CF | EA |  |  |  | 0.55 | 246 25 | US |  | WWW.HOCHIKIAMERICA.COM | 0 | NONE | 30 | AF |  |  |  | LN | WD | HT | P |  |  | D | D | D | D
GS-07F-308AA | 0100-03220 | HOCHIKI AMERICA | PROGRAMMING CABLE (NON-JACKETED) | 0100-03220 | PROGRAMMING CABLE (NON-JACKETED) |  |  |  |  | 0 | 0 | 0 | 45 | CF | EA |  |  |  | 0.2 | 246 25 | US |  | WWW.HOCHIKIAMERICA.COM | 0 | NONE | 30 | AF |  |  |  | LN | WD | HT | P |  |  | D | D | D | D
GS-07F-308AA | 0400-02580 | HOCHIKI AMERICA | FAST RESPONSE CONTACT MONITORING MODULE | 0400-02580 | FAST RESPONSE CONTACT MONITORING MODULE |  |  |  |  | 0 | 0 | 0 | 12 | CF | EA |  |  |  | 0.15 | 246 25 | US |  | WWW.HOCHIKIAMERICA.COM | 0 | NONE | 30 | AF |  |  |  | LN | WD | HT | P |  |  | D | D | D | D
GS-07F-308AA | 0100-04550 | HOCHIKI AMERICA | SERIAL ANNUNCIATOR BACK BOX (RED) | 0100-04550 | SERIAL ANNUNCIATOR BACK BOX (RED) |  |  |  |  | 0 | 0 | 0 | 576 | CF | EA |  |  |  | 2 | 246 25 | US |  | WWW.HOCHIKIAMERICA.COM | 0 | NONE | 30 | AF |  |  |  | LN | WD | HT | P |  |  | D | D | D | D
GS-07F-308AA | 0100-04560 | HOCHIKI AMERICA | SERIAL ANNUNCIATOR BACK BOX (CHARCOAL) | 0100-04560 | SERIAL ANNUNCIATOR BACK BOX (CHARCOAL) |  |  |  |  | 0 | 0 | 0 | 576 | CF | EA |  |  |  | 2 | 246 25 | US |  | WWW.HOCHIKIAMERICA.COM | 0 | NONE | 30 | AF |  |  |  | LN | WD | HT | P |  |  | D | D | D | D
GS-07F-308AA | 0200-01800 | HOCHIKI AMERICA | 8-35 VDC, 4-WIRE BASELESS PHOTO SMOKE DE | 0200-01800 | 8-35 VDC, 4-WIRE BASELESS PHOTO SMOKE DET W/TRIM RING, BONE (SINGLE) |  |  |  |  | 0 | 0 | 0 | 117 | CF | EA |  |  |  | 0.6 | 246 25 | US |  | WWW.HOCHIKIAMERICA.COM | 0 | NONE | 30 | AF |  |  |  | LN | WD | HT | P |  |  | D | D | D | D
GS-07F-308AA | 0200-01820 | HOCHIKI AMERICA | 8-35 VDC, 4-WIRE BASELESS PHOTO SMOKE DE | 0200-01820 | 8-35 VDC, 4-WIRE BASELESS PHOTO SMOKE DET W/TRIM RING, WHITE (SINGLE) |  |  |  |  | 0 | 0 | 0 | 117 | CF | EA |  |  |  | 0.6 | 246 25 | US |  | WWW.HOCHIKIAMERICA.COM | 0 | NONE | 30 | AF |  |  |  | LN | WD | HT | P |  |  | D | D | D | D
GS-07F-308AA | 0700-01090 | HOCHIKI AMERICA | PUNK STICKS & FILTERS, 1- BOX OF 50 PCS | 0700-01090 | PUNK STICKS & FILTERS, 1- Box of 50 pcs each |  |  |  |  | 0 | 0 | 0 | 3136 | CF | EA |  |  |  | 10 | 246 25 | US |  | WWW.HOCHIKIAMERICA.COM | 0 | NONE | 30 | AF |  |  |  | LN | WD | HT | P |  |  | D | D | D | D
GS-07F-308AA | 0200-03814 | HOCHIKI AMERICA | 8-35 VDC, 2-WIRE BASELESS PHOTO SMK DET | 0200-03814 | 8-35 VDC, 2-WIRE BASELESS PHOTO SMK DET W/TRIM RING, BONE W/135 HEAT |  |  |  |  | 0 | 0 | 0 | 117 | CF | EA |  |  |  | 0.6 | 246 25 | US |  | WWW.HOCHIKIAMERICA.COM | 0 | NONE | 30 | AF |  |  |  | LN | WD | HT | P |  |  | D | D | D | D
GS-07F-308AA | 0200-03813 | HOCHIKI AMERICA | 8-35 VDC, 2-WIRE BASELESS PHOTO SMK DET | 0200-03813 | 8-35 VDC, 2-WIRE BASELESS PHOTO SMK DET W/TRIM RING, WHITE W/135 HEAT |  |  |  |  | 0 | 0 | 0 | 117 | CF | EA |  |  |  | 0.6 | 246 25 | US |  | WWW.HOCHIKIAMERICA.COM | 0 | NONE | 30 | AF |  |  |  | LN | WD | HT | P |  |  | D | D | D | D
GS-07F-308AA | 0500-05740 | HOCHIKI AMERICA | WALL MOUNT STROBE, 24VDC, 15/75CD, RED | 0500-05740 | WALL MOUNT STROBE, 24VDC, 15/75CD, RED |  |  |  |  | 0 | 0 | 0 | 94.5 | CF | EA |  |  |  | 0.95 | 246 25 | US |  | WWW.HOCHIKIAMERICA.COM | 0 | NONE | 30 | AF |  |  |  | LN | WD | HT | P |  |  | D | D | D | D
GS-07F-308AA | 0500-05750 | HOCHIKI AMERICA | WALL MOUNT STROBE, 24VDC, 15/75CD, WHITE | 0500-05750 | WALL MOUNT STROBE, 24VDC, 15/75CD, WHITE |  |  |  |  | 0 | 0 | 0 | 94.5 | CF | EA |  |  |  | 0.95 | 246 25 | US |  | WWW.HOCHIKIAMERICA.COM | 0 | NONE | 30 | AF |  |  |  | LN | WD | HT | P |  |  | D | D | D | D
GS-07F-308AA | 0500-05760 | HOCHIKI AMERICA | WALL MOUNT STROBE, 24VDC, 177CD, RED | 0500-05760 | WALL MOUNT STROBE, 24VDC, 177CD, RED |  |  |  |  | 0 | 0 | 0 | 94.5 | CF | EA |  |  |  | 0.95 | 246 25 | US |  | WWW.HOCHIKIAMERICA.COM | 0 | NONE | 30 | AF |  |  |  | LN | WD | HT | P |  |  | D | D | D | D
GS-07F-308AA | 0500-05770 | HOCHIKI AMERICA | WALL MOUNT STROBE, 24VDC, 177CD, WHITE | 0500-05770 | WALL MOUNT STROBE, 24VDC, 177CD, WHITE |  |  |  |  | 0 | 0 | 0 | 94.5 | CF | EA |  |  |  | 0.95 | 246 25 | US |  | WWW.HOCHIKIAMERICA.COM | 0 | NONE | 30 | AF |  |  |  | LN | WD | HT | P |  |  | D | D | D | D
GS-07F-308AA | 0200-01770 | HOCHIKI AMERICA | 24 VDC, PHOTOELECTRIC & 135 DEGREE HEAT | 0200-01770 | 24 VDC, PHOTOELECTRIC & 135 DEGREE HEAT DETECTOR HEAD |  |  |  |  | 0 | 0 | 0 | 40.5 | CF | EA |  |  |  | 0.2 | 246 25 | US |  | WWW.HOCHIKIAMERICA.COM | 0 | NONE | 30 | AF |  |  |  | LN | WD | HT | P |  |  | D | D | D | D
GS-07F-308AA | 0200-03812 | HOCHIKI AMERICA | 8-35 VDC, 4-WIRE BASELESS PHOTO SMK DET | 0200-03812 | 8-35 VDC, 4-WIRE BASELESS PHOTO SMK DET W/TRIM RING, BONE W/135 HEAT |  |  |  |  | 0 | 0 | 0 | 117 | CF | EA |  |  |  | 0.6 | 246 25 | US |  | WWW.HOCHIKIAMERICA.COM | 0 | NONE | 30 | AF |  |  |  | LN | WD | HT | P |  |  | D | D | D | D
GS-07F-308AA | 0200-03811 | HOCHIKI AMERICA | 8-35 VDC, 4-WIRE BASELESS PHOTO SMK DET | 0200-03811 | 8-35 VDC, 4-WIRE BASELESS PHOTO SMK DET W/TRIM RING, WHITE W/135 HEAT |  |  |  |  | 0 | 0 | 0 | 117 | CF | EA |  |  |  | 0.6 | 246 25 | US |  | WWW.HOCHIKIAMERICA.COM | 0 | NONE | 30 | AF |  |  |  | LN | WD | HT | P |  |  | D | D | D | D
GS-07F-308AA | 0100-03208 | HOCHIKI AMERICA | VOICENET SERIAL INTERFACE CABLE (NON-JAC | 0100-03208 | VOICENET SERIAL INTERFACE CABLE (NON-JACKETED) |  |  |  |  | 0 | 0 | 0 | 169 | CF | EA |  |  |  | 0.3 | 246 25 | US |  | WWW.HOCHIKIAMERICA.COM | 0 | NONE | 30 | AF |  |  |  | LN | WD | HT | P |  |  | D | D | D | D
GS-07F-308AA | 0100-06970 | HOCHIKI AMERICA | FLUSH MOUNT FLANGE KIT | 0100-06970 | FLUSH MOUNT FLANGE KIT |  |  |  |  | 0 | 0 | 0 | 4320 | CF | EA |  |  |  | 29 | 246 25 | US |  | WWW.HOCHIKIAMERICA.COM | 0 | NONE | 30 | AF |  |  |  | LN | WD | HT | P |  |  | D | D | D | D
GS-07F-308AA | 0500-05900 | HOCHIKI AMERICA | WALL MOUNT STROBE, 12VDC, 15/30/60/75CD, | 0500-05900 | WALL MOUNT STROBE, 12VDC, 15/30/60/75CD, RED |  |  |  |  | 0 | 0 | 0 | 86.63 | CF | EA |  |  |  | 0.95 | 246 25 | US |  | WWW.HOCHIKIAMERICA.COM | 0 | NONE | 30 | AF |  |  |  | LN | WD | HT | P |  |  | D | D | D | D
GS-07F-308AA | 0500-05910 | HOCHIKI AMERICA | WALL MOUNT STROBE, 12VDC, 15/30/60/75CD, | 0500-05910 | WALL MOUNT STROBE, 12VDC, 15/30/60/75CD, WHITE |  |  |  |  | 0 | 0 | 0 | 86.63 | CF | EA |  |  |  | 0.95 | 246 25 | US |  | WWW.HOCHIKIAMERICA.COM | 0 | NONE | 30 | AF |  |  |  | LN | WD | HT | P |  |  | D | D | D | D
GS-07F-308AA | 0500-05920 | HOCHIKI AMERICA | WALL MOUNT STROBE, 12VDC, 15/30/60/75CD, | 0500-05920 | WALL MOUNT STROBE, 12VDC, 15/30/60/75CD, PLAIN (NO LETTERING), RED |  |  |  |  | 0 | 0 | 0 | 86.63 | CF | EA |  |  |  | 0.95 | 246 25 | US |  | WWW.HOCHIKIAMERICA.COM | 0 | NONE | 30 | AF |  |  |  | LN | WD | HT | P |  |  | D | D | D | D
GS-07F-308AA | 0500-05930 | HOCHIKI AMERICA | WALL MOUNT STROBE, 12VDC, 15/30/60/75CD, | 0500-05930 | WALL MOUNT STROBE, 12VDC, 15/30/60/75CD, PLAIN (NO LETTERING), WHITE |  |  |  |  | 0 | 0 | 0 | 86.63 | CF | EA |  |  |  | 0.95 | 246 25 | US |  | WWW.HOCHIKIAMERICA.COM | 0 | NONE | 30 | AF |  |  |  | LN | WD | HT | P |  |  | D | D | D | D
GS-07F-308AA | 0500-05940 | HOCHIKI AMERICA | WALL MOUNT STROBE, 24VDC, 15/30/60/75/11 | 0500-05940 | WALL MOUNT STROBE, 24VDC, 15/30/60/75/110CD, RED |  |  |  |  | 0 | 0 | 0 | 86.63 | CF | EA |  |  |  | 0.95 | 246 25 | US |  | WWW.HOCHIKIAMERICA.COM | 0 | NONE | 30 | AF |  |  |  | LN | WD | HT | P |  |  | D | D | D | D
GS-07F-308AA | 0500-05950 | HOCHIKI AMERICA | WALL MOUNT STROBE, 24VDC, 15/30/60/75/11 | 0500-05950 | WALL MOUNT STROBE, 24VDC, 15/30/60/75/110CD, WHITE |  |  |  |  | 0 | 0 | 0 | 86.63 | CF | EA |  |  |  | 0.95 | 246 25 | US |  | WWW.HOCHIKIAMERICA.COM | 0 | NONE | 30 | AF |  |  |  | LN | WD | HT | P |  |  | D | D | D | D
GS-07F-308AA | 0500-05960 | HOCHIKI AMERICA | WALL MOUNT STROBE, 24VDC, 15/30/60/75/11 | 0500-05960 | WALL MOUNT STROBE, 24VDC, 15/30/60/75/110CD, PLAIN (NO LETTERING), RED |  |  |  |  | 0 | 0 | 0 | 86.63 | CF | EA |  |  |  | 0.95 | 246 25 | US |  | WWW.HOCHIKIAMERICA.COM | 0 | NONE | 30 | AF |  |  |  | LN | WD | HT | P |  |  | D | D | D | D
GS-07F-308AA | 0500-05970 | HOCHIKI AMERICA | WALL MOUNT STROBE, 24VDC, 15/30/60/75/11 | 0500-05970 | WALL MOUNT STROBE, 24VDC, 15/30/60/75/110CD, PLAIN (NO LETTERING), WHITE |  |  |  |  | 0 | 0 | 0 | 86.63 | CF | EA |  |  |  | 0.95 | 246 25 | US |  | WWW.HOCHIKIAMERICA.COM | 0 | NONE | 30 | AF |  |  |  | LN | WD | HT | P |  |  | D | D | D | D
GS-07F-308AA | 0500-06060 | HOCHIKI AMERICA | CEILING MOUNT STROBE, 24VDC, 15/30/75/95 | 0500-06060 | CEILING MOUNT STROBE, 24VDC, 15/30/75/95/115/150CD, RED |  |  |  |  | 0 | 0 | 0 | 86.63 | CF | EA |  |  |  | 0.95 | 246 25 | US |  | WWW.HOCHIKIAMERICA.COM | 0 | NONE | 30 | AF |  |  |  | LN | WD | HT | P |  |  | D | D | D | D
GS-07F-308AA | 0500-06070 | HOCHIKI AMERICA | CEILING MOUNT STROBE, 24VDC, 15/30/75/95 | 0500-06070 | CEILING MOUNT STROBE, 24VDC, 15/30/75/95/115/150CD, WHITE |  |  |  |  | 0 | 0 | 0 | 86.63 | CF | EA |  |  |  | 0.95 | 246 25 | US |  | WWW.HOCHIKIAMERICA.COM | 0 | NONE | 30 | AF |  |  |  | LN | WD | HT | P |  |  | D | D | D | D
GS-07F-308AA | 0500-06080 | HOCHIKI AMERICA | CEILING MOUNT STROBE, 24VDC, 15/30/75/95 | 0500-06080 | CEILING MOUNT STROBE, 24VDC, 15/30/75/95/115/150CD, PLAIN (NO LETTERING), RED |  |  |  |  | 0 | 0 | 0 | 86.63 | CF | EA |  |  |  | 0.95 | 246 25 | US |  | WWW.HOCHIKIAMERICA.COM | 0 | NONE | 30 | AF |  |  |  | LN | WD | HT | P |  |  | D | D | D | D
GS-07F-308AA | 0500-06090 | HOCHIKI AMERICA | CEILING MOUNT STROBE, 24VDC, 15/30/75/95 | 0500-06090 | CEILING MOUNT STROBE, 24VDC, 15/30/75/95/115/150CD, PLAIN (NO LETTERING), WHITE |  |  |  |  | 0 | 0 | 0 | 86.63 | CF | EA |  |  |  | 0.95 | 246 25 | US |  | WWW.HOCHIKIAMERICA.COM | 0 | NONE | 30 | AF |  |  |  | LN | WD | HT | P |  |  | D | D | D | D
GS-07F-308AA | 0700-01080 | HOCHIKI AMERICA | PUNK STICKS FOR TSA- B110, 1- BOX OF 400 | 0700-01080 | PUNK STICKS for TSA- B110, 1- Box of 400 pcs. |  |  |  |  | 0 | 0 | 0 | 1110 | CF | EA |  |  |  | 5 | 246 25 | US |  | WWW.HOCHIKIAMERICA.COM | 0 | NONE | 30 | AF |  |  |  | LN | WD | HT | P |  |  | D | D | D | D
GS-07F-308AA | 0400-02200 | HOCHIKI AMERICA | FAST RESPONSE CONTACT MONITOR FOR 4" BOX | 0400-02200 | FAST RESPONSE CONTACT MONITOR FOR 4" BOX CLASS "A" |  |  |  |  | 0 | 0 | 0 | 90 | CF | EA |  |  |  | 1.85 | 246 25 | US |  | WWW.HOCHIKIAMERICA.COM | 0 | NONE | 30 | AF |  |  |  | LN | WD | HT | P |  |  | D | D | D | D
GS-07F-308AA | 0400-02210 | HOCHIKI AMERICA | FAST RESPONSE CONTACT MONITOR FOR 4" BOX | 0400-02210 | FAST RESPONSE CONTACT MONITOR FOR 4" BOX CLASS "A" ISOLATOR |  |  |  |  | 0 | 0 | 0 | 90 | CF | EA |  |  |  | 1.85 | 246 25 | US |  | WWW.HOCHIKIAMERICA.COM | 0 | NONE | 30 | AF |  |  |  | LN | WD | HT | P |  |  | D | D | D | D
GS-07F-308AA | 0100-03641 | HOCHIKI AMERICA | FIRE PHONE OUTPUT | 0100-03641 | FIRE PHONE OUTPUT |  |  |  |  | 0 | 0 | 0 | 4320 | CF | EA |  |  |  | 29 | 246 25 | US |  | WWW.HOCHIKIAMERICA.COM | 0 | NONE | 30 | AF |  |  |  | LN | WD | HT | P |  |  | D | D | D | D
GS-07F-308AA | 0100-03555 | HOCHIKI AMERICA | BREAK OUT CARD | 0100-03555 | BREAK OUT CARD |  |  |  |  | 0 | 0 | 0 | 4320 | CF | EA |  |  |  | 29 | 246 25 | US |  | WWW.HOCHIKIAMERICA.COM | 0 | NONE | 30 | AF |  |  |  | LN | WD | HT | P |  |  | D | D | D | D
GS-07F-308AA | 0500-05800 | HOCHIKI AMERICA | WALL MOUNT HORN/STROBE, 24VDC, 15/75CD, | 0500-05800 | WALL MOUNT HORN/STROBE, 24VDC, 15/75CD, 100 dBA @ 10', RED |  |  |  |  | 0 | 0 | 0 | 2400 | CF | EA |  |  |  | 1 | 246 25 | US |  | WWW.HOCHIKIAMERICA.COM | 0 | NONE | 30 | AF |  |  |  | LN | WD | HT | P |  |  | D | D | D | D
GS-07F-308AA | 0500-05810 | HOCHIKI AMERICA | WALL MOUNT HORN/STROBE, 24VDC, 15/75CD, | 0500-05810 | WALL MOUNT HORN/STROBE, 24VDC, 15/75CD, 100 dBA @ 10', WHITE |  |  |  |  | 0 | 0 | 0 | 2400 | CF | EA |  |  |  | 1 | 246 25 | US |  | WWW.HOCHIKIAMERICA.COM | 0 | NONE | 30 | AF |  |  |  | LN | WD | HT | P |  |  | D | D | D | D
GS-07F-308AA | 0500-05820 | HOCHIKI AMERICA | WALL MOUNT HORN/STROBE, 24VDC, 15/75CD, | 0500-05820 | WALL MOUNT HORN/STROBE, 24VDC, 15/75CD, 100 dBA @ 10', PLAIN (NO LETTERING), RED |  |  |  |  | 0 | 0 | 0 | 2400 | CF | EA |  |  |  | 1 | 246 25 | US |  | WWW.HOCHIKIAMERICA.COM | 0 | NONE | 30 | AF |  |  |  | LN | WD | HT | P |  |  | D | D | D | D
GS-07F-308AA | 0500-05830 | HOCHIKI AMERICA | WALL MOUNT HORN/STROBE, 24VDC, 15/75CD, | 0500-05830 | WALL MOUNT HORN/STROBE, 24VDC, 15/75CD, 100 dBA @ 10', PLAIN (NO LETTERING), WHITE |  |  |  |  | 0 | 0 | 0 | 2400 | CF | EA |  |  |  | 1 | 246 25 | US |  | WWW.HOCHIKIAMERICA.COM | 0 | NONE | 30 | AF |  |  |  | LN | WD | HT | P |  |  | D | D | D | D
GS-07F-308AA | 0500-06340 | HOCHIKI AMERICA | SYNCHRONIZATION CONTROL MODULE, RED | 0500-06340 | SYNCHRONIZATION CONTROL MODULE, RED |  |  |  |  | 0 | 0 | 0 | 135 | CF | EA |  |  |  | 0.8 | 246 25 | US |  | WWW.HOCHIKIAMERICA.COM | 0 | NONE | 30 | AF |  |  |  | LN | WD | HT | P |  |  | D | D | D | D
GS-07F-308AA | 0500-06350 | HOCHIKI AMERICA | SYNCHRONIZATION CONTROL MODULE, WHITE | 0500-06350 | SYNCHRONIZATION CONTROL MODULE, WHITE |  |  |  |  | 0 | 0 | 0 | 135 | CF | EA |  |  |  | 0.8 | 246 25 | US |  | WWW.HOCHIKIAMERICA.COM | 0 | NONE | 30 | AF |  |  |  | LN | WD | HT | P |  |  | D | D | D | D
GS-07F-308AA | 0100-06180 | HOCHIKI AMERICA | FIRENET WITH PLEXIGLASS WINDOW CIRCUIT B | 0100-06180 | FIRENET WITH PLEXIGLASS WINDOW CIRCUIT BOARD MOUNTING PLATE |  |  |  |  | 0 | 0 | 0 | 0 | CF | EA |  |  |  | 9 | 246 25 | US |  | WWW.HOCHIKIAMERICA.COM | 0 | NONE | 30 | AF |  |  |  | LN | WD | HT | P |  |  | D | D | D | D
GS-07F-308AA | 0400-01260 | HOCHIKI AMERICA | REMOTE ALARM LED AND KEY-OPERATED TEST/R | 0400-01260 | REMOTE ALARM LED AND KEY-OPERATED TEST/RESET SWITCH |  |  |  |  | 0 | 0 | 0 | 48.13 | CF | EA |  |  |  | 0.25 | 246 25 | US |  | WWW.HOCHIKIAMERICA.COM | 0 | NONE | 30 | AF |  |  |  | LN | WD | HT | P |  |  | D | D | D | D
GS-07F-308AA | 0500-05980 | HOCHIKI AMERICA | WALL MOUNT HORN/STROBE, 12VDC, 15306075C | 0500-05980 | WALL MOUNT HORN/STROBE, 12VDC, 15306075CD, 100 dBA @ 10', RED |  |  |  |  | 0 | 0 | 0 | 86.63 | CF | EA |  |  |  | 0.95 | 246 25 | US |  | WWW.HOCHIKIAMERICA.COM | 0 | NONE | 30 | AF |  |  |  | LN | WD | HT | P |  |  | D | D | D | D
GS-07F-308AA | 0500-05990 | HOCHIKI AMERICA | WALL MOUNT HORN/STROBE, 12VDC, 15306075C | 0500-05990 | WALL MOUNT HORN/STROBE, 12VDC, 15306075CD, 100 dBA @ 10', WHITE |  |  |  |  | 0 | 0 | 0 | 86.63 | CF | EA |  |  |  | 0.95 | 246 25 | US |  | WWW.HOCHIKIAMERICA.COM | 0 | NONE | 30 | AF |  |  |  | LN | WD | HT | P |  |  | D | D | D | D
GS-07F-308AA | 0500-06000 | HOCHIKI AMERICA | WALL MOUNT HORN/STROBE, 12VDC, 15306075C | 0500-06000 | WALL MOUNT HORN/STROBE, 12VDC, 15306075CD, 100 dBA @ 10', PLAIN (NO LETTERING), RED |  |  |  |  | 0 | 0 | 0 | 86.63 | CF | EA |  |  |  | 0.95 | 246 25 | US |  | WWW.HOCHIKIAMERICA.COM | 0 | NONE | 30 | AF |  |  |  | LN | WD | HT | P |  |  | D | D | D | D
GS-07F-308AA | 0500-06010 | HOCHIKI AMERICA | WALL MOUNT HORN/STROBE, 12VDC, 15306075C | 0500-06010 | WALL MOUNT HORN/STROBE, 12VDC, 15306075CD, 100 dBA @ 10', PLAIN (NO LETTERING), WHITE |  |  |  |  | 0 | 0 | 0 | 86.63 | CF | EA |  |  |  | 0.95 | 246 25 | US |  | WWW.HOCHIKIAMERICA.COM | 0 | NONE | 30 | AF |  |  |  | LN | WD | HT | P |  |  | D | D | D | D
GS-07F-308AA | 0500-06020 | HOCHIKI AMERICA | WALL MOUNT HORN/STROBE, 24VDC, 15/30/60/ | 0500-06020 | WALL MOUNT HORN/STROBE, 24VDC, 15/30/60/75/110CD, 100 dBA @ 10', RED |  |  |  |  | 0 | 0 | 0 | 86.63 | CF | EA |  |  |  | 0.95 | 246 25 | US |  | WWW.HOCHIKIAMERICA.COM | 0 | NONE | 30 | AF |  |  |  | LN | WD | HT | P |  |  | D | D | D | D
GS-07F-308AA | 0500-06030 | HOCHIKI AMERICA | WALL MOUNT HORN/STROBE, 24VDC, 15/30/60/ | 0500-06030 | WALL MOUNT HORN/STROBE, 24VDC, 15/30/60/75/110CD, 100 dBA @ 10', WHITE |  |  |  |  | 0 | 0 | 0 | 86.63 | CF | EA |  |  |  | 0.95 | 246 25 | US |  | WWW.HOCHIKIAMERICA.COM | 0 | NONE | 30 | AF |  |  |  | LN | WD | HT | P |  |  | D | D | D | D
GS-07F-308AA | 0500-06040 | HOCHIKI AMERICA | WALL MOUNT HORN/STROBE, 24VDC, 15/30/60/ | 0500-06040 | WALL MOUNT HORN/STROBE, 24VDC, 15/30/60/75/110CD, 100 dBA @ 10', PLAIN (NO LETTERING), RED |  |  |  |  | 0 | 0 | 0 | 86.63 | CF | EA |  |  |  | 0.95 | 246 25 | US |  | WWW.HOCHIKIAMERICA.COM | 0 | NONE | 30 | AF |  |  |  | LN | WD | HT | P |  |  | D | D | D | D
GS-07F-308AA | 0500-06050 | HOCHIKI AMERICA | WALL MOUNT HORN/STROBE, 24VDC, 15/30/60/ | 0500-06050 | WALL MOUNT HORN/STROBE, 24VDC, 15/30/60/75/110CD, 100 dBA @ 10', PLAIN (NO LETTERING), WHITE |  |  |  |  | 0 | 0 | 0 | 86.63 | CF | EA |  |  |  | 0.95 | 246 25 | US |  | WWW.HOCHIKIAMERICA.COM | 0 | NONE | 30 | AF |  |  |  | LN | WD | HT | P |  |  | D | D | D | D
GS-07F-308AA | 0500-06100 | HOCHIKI AMERICA | CEILING MOUNT HORN/STROBE, 24VDC, 15/30/ | 0500-06100 | CEILING MOUNT HORN/STROBE, 24VDC, 15/30/75/95/115/150CD, 90 dBA @ 10', RED |  |  |  |  | 0 | 0 | 0 | 86.63 | CF | EA |  |  |  | 0.95 | 246 25 | US |  | WWW.HOCHIKIAMERICA.COM | 0 | NONE | 30 | AF |  |  |  | LN | WD | HT | P |  |  | D | D | D | D
GS-07F-308AA | 0500-06110 | HOCHIKI AMERICA | CEILING MOUNT HORN/STROBE, 24VDC, 15/30/ | 0500-06110 | CEILING MOUNT HORN/STROBE, 24VDC, 15/30/75/95/115/150CD, 90 dBA @ 10', WHITE |  |  |  |  | 0 | 0 | 0 | 86.63 | CF | EA |  |  |  | 0.95 | 246 25 | US |  | WWW.HOCHIKIAMERICA.COM | 0 | NONE | 30 | AF |  |  |  | LN | WD | HT | P |  |  | D | D | D | D
GS-07F-308AA | 0500-06120 | HOCHIKI AMERICA | CEILING MOUNT HORN/STROBE, 24VDC, 15/30/ | 0500-06120 | CEILING MOUNT HORN/STROBE, 24VDC, 15/30/75/95/115/150CD, 90 dBA @ 10', PLAIN (NO LETTERING), RED |  |  |  |  | 0 | 0 | 0 | 86.63 | CF | EA |  |  |  | 0.95 | 246 25 | US |  | WWW.HOCHIKIAMERICA.COM | 0 | NONE | 30 | AF |  |  |  | LN | WD | HT | P |  |  | D | D | D | D
GS-07F-308AA | 0500-06130 | HOCHIKI AMERICA | CEILING MOUNT HORN/STROBE, 24VDC, 15/30/ | 0500-06130 | CEILING MOUNT HORN/STROBE, 24VDC, 15/30/75/95/115/150CD, 90 dBA @ 10', PLAIN (NO LETTERING), WHITE |  |  |  |  | 0 | 0 | 0 | 86.63 | CF | EA |  |  |  | 0.95 | 246 25 | US |  | WWW.HOCHIKIAMERICA.COM | 0 | NONE | 30 | AF |  |  |  | LN | WD | HT | P |  |  | D | D | D | D
GS-07F-308AA | 0100-06460 | HOCHIKI AMERICA | FIRENET PLUS ENCLOSURE TRIM RING, RED | 0100-06460 | FIRENET PLUS ENCLOSURE TRIM RING, RED |  |  |  |  | 0 | 0 | 0 | 714 | CF | EA |  |  |  | 1.55 | 246 25 | US |  | WWW.HOCHIKIAMERICA.COM | 0 | NONE | 30 | AF |  |  |  | LN | WD | HT | P |  |  | D | D | D | D
GS-07F-308AA | 0100-06650 | HOCHIKI AMERICA | FIRENET PLUS ENCLOSURE TRIM RING, CHARCO | 0100-06650 | FIRENET PLUS ENCLOSURE TRIM RING, CHARCOAL |  |  |  |  | 0 | 0 | 0 | 714 | CF | EA |  |  |  | 1.55 | 246 25 | US |  | WWW.HOCHIKIAMERICA.COM | 0 | NONE | 30 | AF |  |  |  | LN | WD | HT | P |  |  | D | D | D | D
GS-07F-308AA | 0500-01890 | HOCHIKI AMERICA | DOOR HOLDER 24/120V SEMI-FLUSH CHROME FI | 0500-01890 | DOOR HOLDER 24/120V SEMI-FLUSH CHROME FINISH |  |  |  |  | 0 | 0 | 0 | 108 | CF | EA |  |  |  | 2.7 | 246 25 | US |  | WWW.HOCHIKIAMERICA.COM | 0 | NONE | 30 | AF |  |  |  | LN | WD | HT | P |  |  | D | D | D | D
GS-07F-308AA | 0100-06640 | HOCHIKI AMERICA | FIRENET PLUS PANEL MOUNTING PLATE | 0100-06640 | FIRENET PLUS PANEL MOUNTING PLATE |  |  |  |  | 0 | 0 | 0 | 2304 | CF | EA |  |  |  | 12 | 246 25 | US |  | WWW.HOCHIKIAMERICA.COM | 0 | NONE | 30 | AF |  |  |  | LN | WD | HT | P |  |  | D | D | D | D
GS-07F-308AA | 0400-01079 | HOCHIKI AMERICA | SHORT CIRCUIT ISOLATOR | 0400-01079 | SHORT CIRCUIT ISOLATOR |  |  |  |  | 0 | 0 | 0 | 90 | CF | EA |  |  |  | 1.85 | 246 25 | US |  | WWW.HOCHIKIAMERICA.COM | 0 | NONE | 30 | AF |  |  |  | LN | WD | HT | P |  |  | D | D | D | D
GS-07F-308AA | 0700-01230 | HOCHIKI AMERICA | 15 FT EXTENSION POLE FOR TEST/REMOVAL HE | 0700-01230 | 15 FT EXTENSION POLE FOR TEST/REMOVAL HEAD |  |  |  |  | 0 | 0 | 0 | 2592 | CF | EA |  |  |  | 6 | 246 25 | US |  | WWW.HOCHIKIAMERICA.COM | 0 | NONE | 30 | AF |  |  |  | LN | WD | HT | P |  |  | D | D | D | D
GS-07F-308AA | 0400-01250 | HOCHIKI AMERICA | REMOTE ALARM LED, PILOT LED AND KEY-OPER | 0400-01250 | REMOTE ALARM LED, PILOT LED AND KEY-OPERATED TEST/RESET SWITCH |  |  |  |  | 0 | 0 | 0 | 48.13 | CF | EA |  |  |  | 0.25 | 246 25 | US |  | WWW.HOCHIKIAMERICA.COM | 0 | NONE | 30 | AF |  |  |  | LN | WD | HT | P |  |  | D | D | D | D
GS-07F-308AA | 0500-05840 | HOCHIKI AMERICA | WALL MOUNT HORN/STROBE, 24VDC, 177CD, 10 | 0500-05840 | WALL MOUNT HORN/STROBE, 24VDC, 177CD, 100 dBA @ 10', RED |  |  |  |  | 0 | 0 | 0 | 2400 | CF | EA |  |  |  | 1 | 246 25 | US |  | WWW.HOCHIKIAMERICA.COM | 0 | NONE | 30 | AF |  |  |  | LN | WD | HT | P |  |  | D | D | D | D
GS-07F-308AA | 0500-05850 | HOCHIKI AMERICA | WALL MOUNT HORN/STROBE, 24VDC, 177CD, 10 | 0500-05850 | WALL MOUNT HORN/STROBE, 24VDC, 177CD, 100 dBA @ 10', WHITE |  |  |  |  | 0 | 0 | 0 | 2400 | CF | EA |  |  |  | 1 | 246 25 | US |  | WWW.HOCHIKIAMERICA.COM | 0 | NONE | 30 | AF |  |  |  | LN | WD | HT | P |  |  | D | D | D | D
GS-07F-308AA | 0500-01910 | HOCHIKI AMERICA | DOOR HOLDER 24/120V SURFACE MOUNT CHROME | 0500-01910 | DOOR HOLDER 24/120V SURFACE MOUNT CHROME FINISH |  |  |  |  | 0 | 0 | 0 | 108 | CF | EA |  |  |  | 2.7 | 246 25 | US |  | WWW.HOCHIKIAMERICA.COM | 0 | NONE | 30 | AF |  |  |  | LN | WD | HT | P |  |  | D | D | D | D
GS-07F-308AA | 0100-03738 | HOCHIKI AMERICA | POWER TRANSFORMER, OPEN FRAME, 28VAC @ 1 | 0100-03738 | POWER TRANSFORMER, OPEN FRAME, 28VAC @ 100 VA (EVAX/FNV 25) |  |  |  |  | 0 | 0 | 0 | 108 | CF | EA |  |  |  | 2 | 246 25 | US |  | WWW.HOCHIKIAMERICA.COM | 0 | NONE | 30 | AF |  |  |  | LN | WD | HT | P |  |  | D | D | D | D
GS-07F-308AA | 0100-04120 | HOCHIKI AMERICA | DEAD FRONT PLATE IN STANDARD CABINET - G | 0100-04120 | DEAD FRONT PLATE IN STANDARD CABINET - GRAY |  |  |  |  | 0 | 0 | 0 | 3885 | CF | EA |  |  |  | 17 | 246 25 | US |  | WWW.HOCHIKIAMERICA.COM | 0 | NONE | 30 | AF |  |  |  | LN | WD | HT | P |  |  | D | D | D | D
GS-07F-308AA | 0100-04130 | HOCHIKI AMERICA | DEAD FRONT PLATE IN LARGE CABINET - GRAY | 0100-04130 | DEAD FRONT PLATE IN LARGE CABINET - GRAY |  |  |  |  | 0 | 0 | 0 | 3885 | CF | EA |  |  |  | 17 | 246 25 | US |  | WWW.HOCHIKIAMERICA.COM | 0 | NONE | 30 | AF |  |  |  | LN | WD | HT | P |  |  | D | D | D | D
GS-07F-308AA | 0400-01960 | HOCHIKI AMERICA | CITY TIE MODULE | 0400-01960 | CITY TIE MODULE |  |  |  |  | 0 | 0 | 0 | 90 | CF | EA |  |  |  | 1.9 | 246 25 | US |  | WWW.HOCHIKIAMERICA.COM | 0 | NONE | 30 | AF |  |  |  | LN | WD | HT | P |  |  | D | D | D | D
GS-07F-308AA | 0600-01490 | HOCHIKI AMERICA | SINGLE ACTION ADDRESSABLE MANUAL PULL ST | 0600-01490 | SINGLE ACTION ADDRESSABLE MANUAL PULL STATION |  |  |  |  | 0 | 0 | 0 | 56.25 | CF | EA |  |  |  | 1.1 | 246 25 | US |  | WWW.HOCHIKIAMERICA.COM | 0 | NONE | 30 | AF |  |  |  | LN | WD | HT | P |  |  | D | D | D | D
GS-07F-308AA | 0600-01540 | HOCHIKI AMERICA | SINGLE ACTION ADDRESSABLE MANUAL PULL ST | 0600-01540 | SINGLE ACTION ADDRESSABLE MANUAL PULL STATION- (SPANISH) |  |  |  |  | 0 | 0 | 0 | 56.25 | CF | EA |  |  |  | 1.1 | 246 25 | US |  | WWW.HOCHIKIAMERICA.COM | 0 | NONE | 30 | AF |  |  |  | LN | WD | HT | P |  |  | D | D | D | D
GS-07F-308AA | 0500-06220 | HOCHIKI AMERICA | WALL MOUNT SPEAKER/STROBE, 24VDC, 15/30/ | 0500-06220 | WALL MOUNT SPEAKER/STROBE, 24VDC, 15/30/60/75/110 CD, PLAIN (NO LETTERING), RED |  |  |  |  | 0 | 0 | 0 | 180 | CF | EA |  |  |  | 1.4 | 246 25 | US |  | WWW.HOCHIKIAMERICA.COM | 0 | NONE | 30 | AF |  |  |  | LN | WD | HT | P |  |  | D | D | D | D
GS-07F-308AA | 0500-06230 | HOCHIKI AMERICA | WALL MOUNT SPEAKER/STROBE, 24VDC, 15/30/ | 0500-06230 | WALL MOUNT SPEAKER/STROBE, 24VDC, 15/30/60/75/110 CD, PLAIN (NO LETTERING), WHITE |  |  |  |  | 0 | 0 | 0 | 180 | CF | EA |  |  |  | 1.4 | 246 25 | US |  | WWW.HOCHIKIAMERICA.COM | 0 | NONE | 30 | AF |  |  |  | LN | WD | HT | P |  |  | D | D | D | D
GS-07F-308AA | 0500-06240 | HOCHIKI AMERICA | WALL MOUNT SPEAKER/STROBE, 24VDC, 15/30/ | 0500-06240 | WALL MOUNT SPEAKER/STROBE, 24VDC, 15/30/60/75/110 CD, RED |  |  |  |  | 0 | 0 | 0 | 180 | CF | EA |  |  |  | 1.4 | 246 25 | US |  | WWW.HOCHIKIAMERICA.COM | 0 | NONE | 30 | AF |  |  |  | LN | WD | HT | P |  |  | D | D | D | D
GS-07F-308AA | 0500-06250 | HOCHIKI AMERICA | WALL MOUNT SPEAKER/STROBE, 24VDC, 15/30/ | 0500-06250 | WALL MOUNT SPEAKER/STROBE, 24VDC, 15/30/60/75/110 CD, WHITE |  |  |  |  | 0 | 0 | 0 | 180 | CF | EA |  |  |  | 1.4 | 246 25 | US |  | WWW.HOCHIKIAMERICA.COM | 0 | NONE | 30 | AF |  |  |  | LN | WD | HT | P |  |  | D | D | D | D
GS-07F-308AA | 0400-02050 | HOCHIKI AMERICA | DUAL RELAY MODULE 4", 2 AMPS @ 24VDC OR | 0400-02050 | DUAL RELAY MODULE 4", 2 AMPS @ 24VDC or 1 AMP @ 120VAC |  |  |  |  | 0 | 0 | 0 | 90 | CF | EA |  |  |  | 1.85 | 246 25 | US |  | WWW.HOCHIKIAMERICA.COM | 0 | NONE | 30 | AF |  |  |  | LN | WD | HT | P |  |  | D | D | D | D
GS-07F-308AA | 0400-02070 | HOCHIKI AMERICA | DUAL RELAY MODULE 4", 2 AMPS @24VDC OR | 0400-02070 | DUAL RELAY MODULE 4", 2 AMPS @24VDC or 1 AMP @! 120VAC, w/ISOLATOR |  |  |  |  | 0 | 0 | 0 | 90 | CF | EA |  |  |  | 1.85 | 246 25 | US |  | WWW.HOCHIKIAMERICA.COM | 0 | NONE | 30 | AF |  |  |  | LN | WD | HT | P |  |  | D | D | D | D
GS-07F-308AA | 0600-01510 | HOCHIKI AMERICA | SINGLE ACTION WITH KEY LOCK ADDRESSABLE | 0600-01510 | SINGLE ACTION WITH KEY LOCK ADDRESSABLE MANUAL PULL STATION* |  |  |  |  | 0 | 0 | 0 | 56.25 | CF | EA |  |  |  | 1.1 | 246 25 | US |  | WWW.HOCHIKIAMERICA.COM | 0 | NONE | 30 | AF |  |  |  | LN | WD | HT | P |  |  | D | D | D | D
GS-07F-308AA | 0600-01560 | HOCHIKI AMERICA | SINGLE ACTION WITH KEY LOCK ADDRESSABLE | 0600-01560 | SINGLE ACTION WITH KEY LOCK ADDRESSABLE MANUAL PULL STATION- (SPANISH)* |  |  |  |  | 0 | 0 | 0 | 56.25 | CF | EA |  |  |  | 1.1 | 246 25 | US |  | WWW.HOCHIKIAMERICA.COM | 0 | NONE | 30 | AF |  |  |  | LN | WD | HT | P |  |  | D | D | D | D
GS-07F-308AA | 0100-03348 | HOCHIKI AMERICA | STANDARD FIRENET ENCLOSURE DOOR ONLY, RE | 0100-03348 | STANDARD FIRENET ENCLOSURE DOOR ONLY, RED |  |  |  |  | 0 | 0 | 0 | 3312 | CF | EA |  |  |  | 18.75 | 246 25 | US |  | WWW.HOCHIKIAMERICA.COM | 0 | NONE | 30 | AF |  |  |  | LN | WD | HT | P |  |  | D | D | D | D
GS-07F-308AA | 0100-03355 | HOCHIKI AMERICA | STANDARD FIRENET ENCLOSURE DOOR ONLY, CH | 0100-03355 | STANDARD FIRENET ENCLOSURE DOOR ONLY, CHARCOAL |  |  |  |  | 0 | 0 | 0 | 3312 | CF | EA |  |  |  | 18.75 | 246 25 | US |  | WWW.HOCHIKIAMERICA.COM | 0 | NONE | 30 | AF |  |  |  | LN | WD | HT | P |  |  | D | D | D | D
GS-07F-308AA | 0500-06260 | HOCHIKI AMERICA | CEILING MOUNT SPEAKER/STROBE, 24VDC, 15/ | 0500-06260 | CEILING MOUNT SPEAKER/STROBE, 24VDC, 15/30/75/95/115 CD, PLAIN (NO LETTERING), RED |  |  |  |  | 0 | 0 | 0 | 180 | CF | EA |  |  |  | 1.4 | 246 25 | US |  | WWW.HOCHIKIAMERICA.COM | 0 | NONE | 30 | AF |  |  |  | LN | WD | HT | P |  |  | D | D | D | D
GS-07F-308AA | 0500-06270 | HOCHIKI AMERICA | CEILING MOUNT SPEAKER/STROBE, 24VDC, 15/ | 0500-06270 | CEILING MOUNT SPEAKER/STROBE, 24VDC, 15/30/75/95/115 CD, PLAIN (NO LETTERING), WHITE |  |  |  |  | 0 | 0 | 0 | 180 | CF | EA |  |  |  | 1.4 | 246 25 | US |  | WWW.HOCHIKIAMERICA.COM | 0 | NONE | 30 | AF |  |  |  | LN | WD | HT | P |  |  | D | D | D | D
GS-07F-308AA | 0500-06280 | HOCHIKI AMERICA | CEILING MOUNT SPEAKER/STROBE, 24VDC, 15/ | 0500-06280 | CEILING MOUNT SPEAKER/STROBE, 24VDC, 15/30/75/95/115 CD, RED |  |  |  |  | 0 | 0 | 0 | 180 | CF | EA |  |  |  | 1.4 | 246 25 | US |  | WWW.HOCHIKIAMERICA.COM | 0 | NONE | 30 | AF |  |  |  | LN | WD | HT | P |  |  | D | D | D | D
GS-07F-308AA | 0500-06290 | HOCHIKI AMERICA | CEILING MOUNT SPEAKER/STROBE, 24VDC, 15/ | 0500-06290 | CEILING MOUNT SPEAKER/STROBE, 24VDC, 15/30/75/95/115 CD, WHITE |  |  |  |  | 0 | 0 | 0 | 180 | CF | EA |  |  |  | 1.4 | 246 25 | US |  | WWW.HOCHIKIAMERICA.COM | 0 | NONE | 30 | AF |  |  |  | LN | WD | HT | P |  |  | D | D | D | D
GS-07F-308AA | 0400-01840 | HOCHIKI AMERICA | CONVENTIONAL ZONE INPUT MODULE | 0400-01840 | CONVENTIONAL ZONE INPUT MODULE |  |  |  |  | 0 | 0 | 0 | 90 | CF | EA |  |  |  | 1.85 | 246 25 | US |  | WWW.HOCHIKIAMERICA.COM | 0 | NONE | 30 | AF |  |  |  | LN | WD | HT | P |  |  | D | D | D | D
GS-07F-308AA | 0400-01920 | HOCHIKI AMERICA | SUPERVISED OUTPUT MODULE 4" | 0400-01920 | SUPERVISED OUTPUT MODULE 4" |  |  |  |  | 0 | 0 | 0 | 90 | CF | EA |  |  |  | 1.9 | 246 25 | US |  | WWW.HOCHIKIAMERICA.COM | 0 | NONE | 30 | AF |  |  |  | LN | WD | HT | P |  |  | D | D | D | D
GS-07F-308AA | 0600-01500 | HOCHIKI AMERICA | DUAL ACTION ADDRESSABLE MANUAL PULL STAT | 0600-01500 | DUAL ACTION ADDRESSABLE MANUAL PULL STATION |  |  |  |  | 0 | 0 | 0 | 56.25 | CF | EA |  |  |  | 1.1 | 246 25 | US |  | WWW.HOCHIKIAMERICA.COM | 0 | NONE | 30 | AF |  |  |  | LN | WD | HT | P |  |  | D | D | D | D
GS-07F-308AA | 0600-01550 | HOCHIKI AMERICA | DUAL ACTION ADDRESSABLE MANUAL PULL STAT | 0600-01550 | DUAL ACTION ADDRESSABLE MANUAL PULL STATION- (SPANISH) |  |  |  |  | 0 | 0 | 0 | 56.25 | CF | EA |  |  |  | 1.1 | 246 25 | US |  | WWW.HOCHIKIAMERICA.COM | 0 | NONE | 30 | AF |  |  |  | LN | WD | HT | P |  |  | D | D | D | D
GS-07F-308AA | 0600-01520 | HOCHIKI AMERICA | DUAL ACTION WITH KEY LOCK ADDRESSABLE MA | 0600-01520 | DUAL ACTION WITH KEY LOCK ADDRESSABLE MANUAL PULL STATION* |  |  |  |  | 0 | 0 | 0 | 56.25 | CF | EA |  |  |  | 1.1 | 246 25 | US |  | WWW.HOCHIKIAMERICA.COM | 0 | NONE | 30 | AF |  |  |  | LN | WD | HT | P |  |  | D | D | D | D
GS-07F-308AA | 0600-01570 | HOCHIKI AMERICA | DUAL ACTION WITH KEY LOCK ADDRESSABLE MA | 0600-01570 | DUAL ACTION WITH KEY LOCK ADDRESSABLE MANUAL PULL STATION- (SPANISH)* |  |  |  |  | 0 | 0 | 0 | 56.25 | CF | EA |  |  |  | 1.1 | 246 25 | US |  | WWW.HOCHIKIAMERICA.COM | 0 | NONE | 30 | AF |  |  |  | LN | WD | HT | P |  |  | D | D | D | D
GS-07F-308AA | 0500-01900 | HOCHIKI AMERICA | DOOR HOLDER 24/120V SEMI-FLUSH BRASS FIN | 0500-01900 | DOOR HOLDER 24/120V SEMI-FLUSH BRASS FINISH |  |  |  |  | 0 | 0 | 0 | 108 | CF | EA |  |  |  | 2.7 | 246 25 | US |  | WWW.HOCHIKIAMERICA.COM | 0 | NONE | 30 | AF |  |  |  | LN | WD | HT | P |  |  | D | D | D | D
GS-07F-308AA | 0400-01990 | HOCHIKI AMERICA | SUPERVISED OUTPUT MODULE 4" CLASS "A" | 0400-01990 | SUPERVISED OUTPUT MODULE 4" CLASS "A" |  |  |  |  | 0 | 0 | 0 | 90 | CF | EA |  |  |  | 1.9 | 246 25 | US |  | WWW.HOCHIKIAMERICA.COM | 0 | NONE | 30 | AF |  |  |  | LN | WD | HT | P |  |  | D | D | D | D
GS-07F-308AA | 0400-02000 | HOCHIKI AMERICA | SUPERVISED OUTPUT MODULE 4" CLASS "A" I | 0400-02000 | SUPERVISED OUTPUT MODULE 4" CLASS "A" ISOLATOR |  |  |  |  | 0 | 0 | 0 | 90 | CF | EA |  |  |  | 1.9 | 246 25 | US |  | WWW.HOCHIKIAMERICA.COM | 0 | NONE | 30 | AF |  |  |  | LN | WD | HT | P |  |  | D | D | D | D
GS-07F-308AA | 0100-04110 | HOCHIKI AMERICA | LARGE CABINET DOOR ONLY, GRAY | 0100-04110 | LARGE CABINET DOOR ONLY, GRAY |  |  |  |  | 0 | 0 | 0 | 1110 | CF | EA |  |  |  | 8 | 246 25 | US |  | WWW.HOCHIKIAMERICA.COM | 0 | NONE | 30 | AF |  |  |  | LN | WD | HT | P |  |  | D | D | D | D
GS-07F-308AA | 0100-04112 | HOCHIKI AMERICA | LARGE CABINET DOOR ONLY, RED | 0100-04112 | LARGE CABINET DOOR ONLY, RED |  |  |  |  | 0 | 0 | 0 | 1110 | CF | EA |  |  |  | 8 | 246 25 | US |  | WWW.HOCHIKIAMERICA.COM | 0 | NONE | 30 | AF |  |  |  | LN | WD | HT | P |  |  | D | D | D | D
GS-07F-308AA | 0500-01920 | HOCHIKI AMERICA | DOOR HOLDER 24/120V SURFACE MOUNT BRASS | 0500-01920 | DOOR HOLDER 24/120V SURFACE MOUNT BRASS FINISH |  |  |  |  | 0 | 0 | 0 | 108 | CF | EA |  |  |  | 2.7 | 246 25 | US |  | WWW.HOCHIKIAMERICA.COM | 0 | NONE | 30 | AF |  |  |  | LN | WD | HT | P |  |  | D | D | D | D
GS-07F-308AA | 0500-05780 | HOCHIKI AMERICA | WEATHERPROOF WALL MOUNT STROBE, 24VDC, 7 | 0500-05780 | WEATHERPROOF WALL MOUNT STROBE, 24VDC, 75CD, RED |  |  |  |  | 0 | 0 | 0 | 2400 | CF | EA |  |  |  | 1 | 246 25 | US |  | WWW.HOCHIKIAMERICA.COM | 0 | NONE | 30 | AF |  |  |  | LN | WD | HT | P |  |  | D | D | D | D
GS-07F-308AA | 0500-05790 | HOCHIKI AMERICA | WEATHERPROOF WALL MOUNT STROBE, 24VDC, 7 | 0500-05790 | WEATHERPROOF WALL MOUNT STROBE, 24VDC, 75CD, WHITE |  |  |  |  | 0 | 0 | 0 | 2400 | CF | EA |  |  |  | 1 | 246 25 | US |  | WWW.HOCHIKIAMERICA.COM | 0 | NONE | 30 | AF |  |  |  | LN | WD | HT | P |  |  | D | D | D | D
GS-07F-308AA | 0500-05860 | HOCHIKI AMERICA | WEATHERPROOF WALL MOUNT HORN/STROBE, 24V | 0500-05860 | WEATHERPROOF WALL MOUNT HORN/STROBE, 24VDC, 75CD, 100 dBA @ 10', RED |  |  |  |  | 0 | 0 | 0 | 180 | CF | EA |  |  |  | 1.4 | 246 25 | US |  | WWW.HOCHIKIAMERICA.COM | 0 | NONE | 30 | AF |  |  |  | LN | WD | HT | P |  |  | D | D | D | D
GS-07F-308AA | 0500-05870 | HOCHIKI AMERICA | WEATHERPROOF WALL MOUNT HORN/STROBE, 24V | 0500-05870 | WEATHERPROOF WALL MOUNT HORN/STROBE, 24VDC, 75CD, 100 dBA @ 10', WHITE |  |  |  |  | 0 | 0 | 0 | 180 | CF | EA |  |  |  | 1.4 | 246 25 | US |  | WWW.HOCHIKIAMERICA.COM | 0 | NONE | 30 | AF |  |  |  | LN | WD | HT | P |  |  | D | D | D | D
GS-07F-308AA | 0400-01850 | HOCHIKI AMERICA | DUAL INPUT MONITOR MODULE | 0400-01850 | DUAL INPUT MONITOR MODULE |  |  |  |  | 0 | 0 | 0 | 90 | CF | EA |  |  |  | 1.85 | 246 25 | US |  | WWW.HOCHIKIAMERICA.COM | 0 | NONE | 30 | AF |  |  |  | LN | WD | HT | P |  |  | D | D | D | D
GS-07F-308AA | 0100-03230 | HOCHIKI AMERICA | PROGRAMMING CABLE (JACKETED) | 0100-03230 | PROGRAMMING CABLE (JACKETED) |  |  |  |  | 0 | 0 | 0 | 169 | CF | EA |  |  |  | 0.3 | 246 25 | US |  | WWW.HOCHIKIAMERICA.COM | 0 | NONE | 30 | AF |  |  |  | LN | WD | HT | P |  |  | D | D | D | D
GS-07F-308AA | 0700-01050 | HOCHIKI AMERICA | METAL HOLDER FOR TEST HEAD | 0700-01050 | METAL HOLDER FOR TEST HEAD |  |  |  |  | 0 | 0 | 0 | 2592 | CF | EA |  |  |  | 6 | 246 25 | US |  | WWW.HOCHIKIAMERICA.COM | 0 | NONE | 30 | AF |  |  |  | LN | WD | HT | P |  |  | D | D | D | D
GS-07F-308AA | 0100-06620 | HOCHIKI AMERICA | FIRENET PLUS ENCLOSURE DOOR ONLY | 0100-06620 | FIRENET PLUS ENCLOSURE DOOR ONLY |  |  |  |  | 0 | 0 | 0 | 2304 | CF | EA |  |  |  | 12 | 246 25 | US |  | WWW.HOCHIKIAMERICA.COM | 0 | NONE | 30 | AF |  |  |  | LN | WD | HT | P |  |  | D | D | D | D
GS-07F-308AA | 0100-03470 | HOCHIKI AMERICA | FIRENET ENCLOSURE TRIM RING, RED | 0100-03470 | FIRENET ENCLOSURE TRIM RING, RED |  |  |  |  | 0 | 0 | 0 | 352 | CF | EA |  |  |  | 2.4 | 246 25 | US |  | WWW.HOCHIKIAMERICA.COM | 0 | NONE | 30 | AF |  |  |  | LN | WD | HT | P |  |  | D | D | D | D
GS-07F-308AA | 0100-03475 | HOCHIKI AMERICA | FIRENET ENCLOSURE TRIM RING, CHARCOAL | 0100-03475 | FIRENET ENCLOSURE TRIM RING, CHARCOAL |  |  |  |  | 0 | 0 | 0 | 352 | CF | EA |  |  |  | 2.4 | 246 25 | US |  | WWW.HOCHIKIAMERICA.COM | 0 | NONE | 30 | AF |  |  |  | LN | WD | HT | P |  |  | D | D | D | D
GS-07F-308AA | 0100-03358 | HOCHIKI AMERICA | STANDARD FIRENET PANEL BACK-CAN ONLY, RE | 0100-03358 | STANDARD FIRENET PANEL BACK-CAN ONLY, RED |  |  |  |  | 0 | 0 | 0 | 3246 | CF | EA |  |  |  | 20.15 | 246 25 | US |  | WWW.HOCHIKIAMERICA.COM | 0 | NONE | 30 | AF |  |  |  | LN | WD | HT | P |  |  | D | D | D | D
GS-07F-308AA | 0100-03365 | HOCHIKI AMERICA | STANDARD FIRENET PANEL BACK CAN ONLY, CH | 0100-03365 | STANDARD FIRENET PANEL BACK CAN ONLY, CHARCOAL |  |  |  |  | 0 | 0 | 0 | 3246 | CF | EA |  |  |  | 20.15 | 246 25 | US |  | WWW.HOCHIKIAMERICA.COM | 0 | NONE | 30 | AF |  |  |  | LN | WD | HT | P |  |  | D | D | D | D
GS-07F-308AA | 0100-03730 | HOCHIKI AMERICA | REMOTE MICROPHONE SUPERVISORY CARD, ONE | 0100-03730 | REMOTE MICROPHONE SUPERVISORY CARD, ONE PER SYSTEM. SUPERVISES UP TO 5 REMOTE MICS |  |  |  |  | 0 | 0 | 0 | 108 | CF | EA |  |  |  | 1 | 246 25 | US |  | WWW.HOCHIKIAMERICA.COM | 0 | NONE | 30 | AF |  |  |  | LN | WD | HT | P |  |  | D | D | D | D
GS-07F-308AA | 0700-01570 | HOCHIKI AMERICA | SMOKE DETECTOR TESTER CANS- 1 CASE OF 12 | 0700-01570 | SMOKE DETECTOR TESTER CANS- 1 case of 12 cans) |  |  |  |  | 0 | 0 | 0 | 504 | CF | EA |  |  |  | 6 | 246 25 | US |  | WWW.HOCHIKIAMERICA.COM | 0 | NONE | 30 | AF |  |  |  | LN | WD | HT | P |  |  | D | D | D | D
GS-07F-308AA | 0500-01930 | HOCHIKI AMERICA | DOOR HOLDER 24/120V GROUND MOUNT SINGLE | 0500-01930 | DOOR HOLDER 24/120V GROUND MOUNT SINGLE DOOR CHROME FINISH |  |  |  |  | 0 | 0 | 0 | 108 | CF | EA |  |  |  | 2.7 | 246 25 | US |  | WWW.HOCHIKIAMERICA.COM | 0 | NONE | 30 | AF |  |  |  | LN | WD | HT | P |  |  | D | D | D | D
GS-07F-308AA | 0200-05340 | HOCHIKI AMERICA | COSTAR CO2 DETECTOR, 12/24V | 0200-05340 | COSTAR CO2 DETECTOR, 12/24V |  |  |  |  | 0 | 0 | 0 | 72 | CF | EA |  |  |  | 0.55 | 246 25 | US |  | WWW.HOCHIKIAMERICA.COM | 0 | NONE | 30 | AF |  |  |  | LN | WD | HT | P |  |  | D | D | D | D
GS-07F-308AA | 0100-03645 | HOCHIKI AMERICA | FIRE PHONE HANDSET | 0100-03645 | FIRE PHONE HANDSET |  |  |  |  | 0 | 0 | 0 | 4560 | CF | EA |  |  |  | 29 | 246 25 | US |  | WWW.HOCHIKIAMERICA.COM | 0 | NONE | 30 | AF |  |  |  | LN | WD | HT | P |  |  | D | D | D | D
GS-07F-308AA | 0100-03643 | HOCHIKI AMERICA | REVERSE POLARITY CARD | 0100-03643 | REVERSE POLARITY CARD |  |  |  |  | 0 | 0 | 0 | 4320 | CF | EA |  |  |  | 29 | 246 25 | US |  | WWW.HOCHIKIAMERICA.COM | 0 | NONE | 30 | AF |  |  |  | LN | WD | HT | P |  |  | D | D | D | D
GS-07F-308AA | 0100-07000 | HOCHIKI AMERICA | MASTER MOTHER BOARD INTERFACE | 0100-07000 | MASTER MOTHER BOARD INTERFACE |  |  |  |  | 0 | 0 | 0 | 108 | CF | EA |  |  |  | 1 | 246 25 | US |  | WWW.HOCHIKIAMERICA.COM | 0 | NONE | 30 | AF |  |  |  | LN | WD | HT | P |  |  | D | D | D | D
GS-07F-308AA | 0400-01080 | HOCHIKI AMERICA | REMOTE ALARM HORN, ALARM LED, PILOT LED | 0400-01080 | REMOTE ALARM HORN, ALARM LED, PILOT LED AND KEY-OPERATED TEST/RESET SWITCH |  |  |  |  | 0 | 0 | 0 | 48.13 | CF | EA |  |  |  | 0.25 | 246 25 | US |  | WWW.HOCHIKIAMERICA.COM | 0 | NONE | 30 | AF |  |  |  | LN | WD | HT | P |  |  | D | D | D | D
GS-07F-308AA | 0600-01240 | HOCHIKI AMERICA | PULL STATION, SINGLE ACTION, WEATHER PRO | 0600-01240 | PULL STATION, SINGLE ACTION, WEATHER PROOF |  |  |  |  | 0 | 0 | 0 | 111.38 | CF | EA |  |  |  | 3.86 | 246 25 | US |  | WWW.HOCHIKIAMERICA.COM | 0 | NONE | 30 | AF |  |  |  | LN | WD | HT | P |  |  | D | D | D | D
GS-07F-308AA | 0400-02740 | HOCHIKI AMERICA | SUPERVISED OUTPUT MODULE PREACTION RELEA | 0400-02740 | SUPERVISED OUTPUT MODULE PREACTION RELEASING MODULE |  |  |  |  | 0 | 0 | 0 | 90 | CF | EA |  |  |  | 1.85 | 246 25 | US |  | WWW.HOCHIKIAMERICA.COM | 0 | NONE | 30 | AF |  |  |  | LN | WD | HT | P |  |  | D | D | D | D
GS-07F-308AA | 0200-01757 | HOCHIKI AMERICA | INTRINSICALLY SAFE PHOTOELECTRIC DETECTO | 0200-01757 | INTRINSICALLY SAFE PHOTOELECTRIC DETECTOR, NON UL |  |  |  |  | 0 | 0 | 0 | 111.38 | CF | EA |  |  |  | 0.2 | 246 25 | US |  | WWW.HOCHIKIAMERICA.COM | 0 | NONE | 30 | AF |  |  |  | LN | WD | HT | P |  |  | D | D | D | D
GS-07F-308AA | 0500-01940 | HOCHIKI AMERICA | DOOR HOLDER 24/120V GROUND MOUNT SINGLE | 0500-01940 | DOOR HOLDER 24/120V GROUND MOUNT SINGLE DOOR BRASS FINISH |  |  |  |  | 0 | 0 | 0 | 108 | CF | EA |  |  |  | 2.7 | 246 25 | US |  | WWW.HOCHIKIAMERICA.COM | 0 | NONE | 30 | AF |  |  |  | LN | WD | HT | P |  |  | D | D | D | D
GS-07F-308AA | 0100-06190 | HOCHIKI AMERICA | FIRENET WITH PLEXIGLASS WINDOW ENCLOSURE | 0100-06190 | FIRENET WITH PLEXIGLASS WINDOW ENCLOSURE BACK-CAN ONLY |  |  |  |  | 0 | 0 | 0 | 3246 | CF | EA |  |  |  | 20.15 | 246 25 | US |  | WWW.HOCHIKIAMERICA.COM | 0 | NONE | 30 | AF |  |  |  | LN | WD | HT | P |  |  | D | D | D | D
GS-07F-308AA | 0100-03500 | HOCHIKI AMERICA | NETWORK ANNUNCIATOR BACK BOX RED | 0100-03500 | NETWORK ANNUNCIATOR BACK BOX RED |  |  |  |  | 0 | 0 | 0 | 563.5 | CF | EA |  |  |  | 5 | 246 25 | US |  | WWW.HOCHIKIAMERICA.COM | 0 | NONE | 30 | AF |  |  |  | LN | WD | HT | P |  |  | D | D | D | D
GS-07F-308AA | 0100-03505 | HOCHIKI AMERICA | NETWORK ANNUNCIATOR BACK BOX CHARCOAL | 0100-03505 | NETWORK ANNUNCIATOR BACK BOX CHARCOAL |  |  |  |  | 0 | 0 | 0 | 563.5 | CF | EA |  |  |  | 5 | 246 25 | US |  | WWW.HOCHIKIAMERICA.COM | 0 | NONE | 30 | AF |  |  |  | LN | WD | HT | P |  |  | D | D | D | D
GS-07F-308AA | 0100-06630 | HOCHIKI AMERICA | FIRENET PLUS ENCLOSURE BACK-CAN ONLY | 0100-06630 | FIRENET PLUS ENCLOSURE BACK-CAN ONLY |  |  |  |  | 0 | 0 | 0 | 2304 | CF | EA |  |  |  | 12 | 246 25 | US |  | WWW.HOCHIKIAMERICA.COM | 0 | NONE | 30 | AF |  |  |  | LN | WD | HT | P |  |  | D | D | D | D
GS-07F-308AA | 0600-01485 | HOCHIKI AMERICA | PULL STN DUAL ACTION WEATHERPROOF W/BACK | 0600-01485 | PULL STN DUAL ACTION WEATHERPROOF W/BACKBOX |  |  |  |  | 0 | 0 | 0 | 121.5 | CF | EA |  |  |  | 2.5 | 246 25 | US |  | WWW.HOCHIKIAMERICA.COM | 0 | NONE | 30 | AF |  |  |  | LN | WD | HT | P |  |  | D | D | D | D
GS-07F-308AA | 0500-01950 | HOCHIKI AMERICA | DOOR HOLDER 24/120V GROUND MOUNT DOUBLE | 0500-01950 | DOOR HOLDER 24/120V GROUND MOUNT DOUBLE DOOR CHROME FINISH |  |  |  |  | 0 | 0 | 0 | 108 | CF | EA |  |  |  | 2.7 | 246 25 | US |  | WWW.HOCHIKIAMERICA.COM | 0 | NONE | 30 | AF |  |  |  | LN | WD | HT | P |  |  | D | D | D | D
GS-07F-308AA | 0400-02040 | HOCHIKI AMERICA | DUAL RELAY MODULE 4", 8 AMPS @ 24VDC OR | 0400-02040 | DUAL RELAY MODULE 4", 8 AMPS @ 24VDC or 2 AMPS @ 120VAC |  |  |  |  | 0 | 0 | 0 | 90 | CF | EA |  |  |  | 1.85 | 246 25 | US |  | WWW.HOCHIKIAMERICA.COM | 0 | NONE | 30 | AF |  |  |  | LN | WD | HT | P |  |  | D | D | D | D
GS-07F-308AA | 0200-03660 | HOCHIKI AMERICA | PHOTO DUCT DETECTOR | 0200-03660 | PHOTO DUCT DETECTOR |  |  |  |  | 0 | 0 | 0 | 262.5 | CF | EA |  |  |  | 3 | 246 25 | US |  | WWW.HOCHIKIAMERICA.COM | 0 | NONE | 30 | AF |  |  |  | LN | WD | HT | P |  |  | D | D | D | D
GS-07F-308AA | 0400-02060 | HOCHIKI AMERICA | DUAL RELAY MODULE 4", 8 AMPS @ 24VDC OR | 0400-02060 | DUAL RELAY MODULE 4", 8 AMPS @ 24VDC or 2 AMPS @ 120VAC, w/ISOLATOR |  |  |  |  | 0 | 0 | 0 | 90 | CF | EA |  |  |  | 1.85 | 246 25 | US |  | WWW.HOCHIKIAMERICA.COM | 0 | NONE | 30 | AF |  |  |  | LN | WD | HT | P |  |  | D | D | D | D
GS-07F-308AA | 0100-03739 | HOCHIKI AMERICA | POWER TRANSFORMER, OPEN FRAME, 28VAC @ | 0100-03739 | POWER TRANSFORMER, OPEN FRAME, 28VAC @ 180 VA (EVAX/FNV 50/100) |  |  |  |  | 0 | 0 | 0 | 108 | CF | EA |  |  |  | 2 | 246 25 | US |  | WWW.HOCHIKIAMERICA.COM | 0 | NONE | 30 | AF |  |  |  | LN | WD | HT | P |  |  | D | D | D | D
GS-07F-308AA | 0100-06170 | HOCHIKI AMERICA | STANDARD FIRENET ENCLOSURE DOOR ONLY INC | 0100-06170 | STANDARD FIRENET ENCLOSURE DOOR ONLY INCLUDING PLEXIGLASS WINDOW, RED |  |  |  |  | 0 | 0 | 0 | 1394 | CF | EA |  |  |  | 9 | 246 25 | US |  | WWW.HOCHIKIAMERICA.COM | 0 | NONE | 30 | AF |  |  |  | LN | WD | HT | P |  |  | D | D | D | D
GS-07F-308AA | 0500-01960 | HOCHIKI AMERICA | DOOR HOLDER 24/120V GROUND MOUNT DOUBLE | 0500-01960 | DOOR HOLDER 24/120V GROUND MOUNT DOUBLE DOOR BRASS FINISH 12/24V AND 24/220V VOLTAGE COMBINATION AVAILABLE ON REQUEST |  |  |  |  | 0 | 0 | 0 | 108 | CF | EA |  |  |  | 2.7 | 246 25 | US |  | WWW.HOCHIKIAMERICA.COM | 0 | NONE | 30 | AF |  |  |  | LN | WD | HT | P |  |  | D | D | D | D
GS-07F-308AA | 0100-04204 | HOCHIKI AMERICA | MASTER PANEL DOOR, GRAY W/ PLEXI GLASS | 0100-04204 | MASTER PANEL DOOR, GRAY W/ PLEXI GLASS |  |  |  |  | 0 | 0 | 0 | 1566 | CF | EA |  |  |  | 24 | 246 25 | US |  | WWW.HOCHIKIAMERICA.COM | 0 | NONE | 30 | AF |  |  |  | LN | WD | HT | P |  |  | D | D | D | D
GS-07F-308AA | 0100-04210 | HOCHIKI AMERICA | MASTER PANEL DOOR W/PLEXI GLASS, RED | 0100-04210 | MASTER PANEL DOOR W/PLEXI GLASS, RED |  |  |  |  | 0 | 0 | 0 | 1110 | CF | EA |  |  |  | 5 | 246 25 | US |  | WWW.HOCHIKIAMERICA.COM | 0 | NONE | 30 | AF |  |  |  | LN | WD | HT | P |  |  | D | D | D | D
GS-07F-308AA | 0100-03445 | HOCHIKI AMERICA | FIRENET ACCESSORY BATTERY CABINET, SURFA | 0100-03445 | FIRENET ACCESSORY BATTERY CABINET, SURFACE MOUNT ONLY (RED) |  |  |  |  | 0 | 0 | 0 | 3312 | CF | EA |  |  |  | 18.75 | 246 25 | US |  | WWW.HOCHIKIAMERICA.COM | 0 | NONE | 30 | AF |  |  |  | LN | WD | HT | P |  |  | D | D | D | D
GS-07F-308AA | 0100-03447 | HOCHIKI AMERICA | FIRENET ACCESSORY BATTERY CABINET, SURFA | 0100-03447 | FIRENET ACCESSORY BATTERY CABINET, SURFACE MOUNT ONLY (CHARCOAL) |  |  |  |  | 0 | 0 | 0 | 3312 | CF | EA |  |  |  | 18.75 | 246 25 | US |  | WWW.HOCHIKIAMERICA.COM | 0 | NONE | 30 | AF |  |  |  | LN | WD | HT | P |  |  | D | D | D | D
GS-07F-308AA | 0200-03680 | HOCHIKI AMERICA | PHOTO DUCT DETECTOR, 24 VDC, 24 VAC, 220 | 0200-03680 | PHOTO DUCT DETECTOR, 24 VDC, 24 VAC, 220 VAC |  |  |  |  | 0 | 0 | 0 | 262.5 | CF | EA |  |  |  | 3 | 246 25 | US |  | WWW.HOCHIKIAMERICA.COM | 0 | NONE | 30 | AF |  |  |  | LN | WD | HT | P |  |  | D | D | D | D
GS-07F-308AA | 0100-02410 | HOCHIKI AMERICA | MOD 8 ZONE HDM-1008 | 0100-02410 | MOD 8 ZONE HDM-1008 |  |  |  |  | 0 | 0 | 0 | 165 | CF | EA |  |  |  | 1 | 246 25 | US |  | WWW.HOCHIKIAMERICA.COM | 0 | NONE | 30 | AF |  |  |  | LN | WD | HT | P |  |  | D | D | D | D
GS-07F-308AA | 0100-02430 | HOCHIKI AMERICA | MOD AUX RELAY 8 HRM-1008 | 0100-02430 | MOD AUX RELAY 8 HRM-1008 |  |  |  |  | 0 | 0 | 0 | 165 | CF | EA |  |  |  | 1 | 246 25 | US |  | WWW.HOCHIKIAMERICA.COM | 0 | NONE | 30 | AF |  |  |  | LN | WD | HT | P |  |  | D | D | D | D
GS-07F-308AA | 0100-02460 | HOCHIKI AMERICA | MOD 4 NAC HSGM-1004 | 0100-02460 | MOD 4 NAC HSGM-1004 |  |  |  |  | 0 | 0 | 0 | 165 | CF | EA |  |  |  | 1 | 246 25 | US |  | WWW.HOCHIKIAMERICA.COM | 0 | NONE | 30 | AF |  |  |  | LN | WD | HT | P |  |  | D | D | D | D
GS-07F-308AA | 0100-03650 | HOCHIKI AMERICA | MOTHER BOARD RELAYS | 0100-03650 | MOTHER BOARD RELAYS |  |  |  |  | 0 | 0 | 0 | 4320 | CF | EA |  |  |  | 29 | 246 25 | US |  | WWW.HOCHIKIAMERICA.COM | 0 | NONE | 30 | AF |  |  |  | LN | WD | HT | P |  |  | D | D | D | D
GS-07F-308AA | 0100-04090 | HOCHIKI AMERICA | STANDARD SIZE CABINET. GRAY - 18" X 14.2 | 0100-04090 | STANDARD SIZE CABINET. GRAY - 18" X 14.25" X 4" |  |  |  |  | 0 | 0 | 0 | 1026 | CF | EA |  |  |  | 20 | 246 25 | US |  | WWW.HOCHIKIAMERICA.COM | 0 | NONE | 30 | AF |  |  |  | LN | WD | HT | P |  |  | D | D | D | D
GS-07F-308AA | 0100-04092 | HOCHIKI AMERICA | STANDARD SIZE CABINET. RED - 18" X 14.25 | 0100-04092 | STANDARD SIZE CABINET. RED - 18" X 14.25" X 4" |  |  |  |  | 0 | 0 | 0 | 1026 | CF | EA |  |  |  | 20 | 246 25 | US |  | WWW.HOCHIKIAMERICA.COM | 0 | NONE | 30 | AF |  |  |  | LN | WD | HT | P |  |  | D | D | D | D
GS-07F-308AA | 0700-01340 | HOCHIKI AMERICA | SMK DET REMOVAL HEAD (AIE/ALG/SIJ/SLR) | 0700-01340 | SMK DET REMOVAL HEAD (AIE/ALG/SIJ/SLR) |  |  |  |  | 0 | 0 | 0 | 2592 | CF | EA |  |  |  | 6 | 246 25 | US |  | WWW.HOCHIKIAMERICA.COM | 0 | NONE | 30 | AF |  |  |  | LN | WD | HT | P |  |  | D | D | D | D
GS-07F-308AA | 0500-02480 | HOCHIKI AMERICA | HI EFFICIENCY 15W INDUSTRIAL LOUDSPEAKER | 0500-02480 | HI EFFICIENCY 15W INDUSTRIAL LOUDSPEAKER, 25/70V 1/2, 1, 2, 4, 7-1/2 AND 15W TAPS 102DB @10' |  |  |  |  | 0 | 0 | 0 | 94.5 | CF | EA |  |  |  | 0.95 | 246 25 | US |  | WWW.HOCHIKIAMERICA.COM | 0 | NONE | 30 | AF |  |  |  | LN | WD | HT | P |  |  | D | D | D | D
GS-07F-308AA | 0100-03655 | HOCHIKI AMERICA | INPUT INTERFACE | 0100-03655 | INPUT INTERFACE |  |  |  |  | 0 | 0 | 0 | 4320 | CF | EA |  |  |  | 29 | 246 25 | US |  | WWW.HOCHIKIAMERICA.COM | 0 | NONE | 30 | AF |  |  |  | LN | WD | HT | P |  |  | D | D | D | D
GS-07F-308AA | 0100-03590 | HOCHIKI AMERICA | OUTPUT INTERFACE - MX-OI | 0100-03590 | OUTPUT INTERFACE - MX-OI |  |  |  |  | 0 | 0 | 0 | 4320 | CF | EA |  |  |  | 29 | 246 25 | US |  | WWW.HOCHIKIAMERICA.COM | 0 | NONE | 30 | AF |  |  |  | LN | WD | HT | P |  |  | D | D | D | D
GS-07F-308AA | 0100-03572 | HOCHIKI AMERICA | EXTENDED INPUT INTERFACE | 0100-03572 | EXTENDED INPUT INTERFACE |  |  |  |  | 0 | 0 | 0 | 4320 | CF | EA |  |  |  | 29 | 246 25 | US |  | WWW.HOCHIKIAMERICA.COM | 0 | NONE | 30 | AF |  |  |  | LN | WD | HT | P |  |  | D | D | D | D
GS-07F-308AA | 0100-03574 | HOCHIKI AMERICA | EXTENDED OUTPUT INTERFACE | 0100-03574 | EXTENDED OUTPUT INTERFACE |  |  |  |  | 0 | 0 | 0 | 4320 | CF | EA |  |  |  | 29 | 246 25 | US |  | WWW.HOCHIKIAMERICA.COM | 0 | NONE | 30 | AF |  |  |  | LN | WD | HT | P |  |  | D | D | D | D
GS-07F-308AA | 0700-01350 | HOCHIKI AMERICA | SMK DET TEST HEAD (SIJ/SLR) | 0700-01350 | SMK DET TEST HEAD (SIJ/SLR) |  |  |  |  | 0 | 0 | 0 | 2592 | CF | EA |  |  |  | 6 | 246 25 | US |  | WWW.HOCHIKIAMERICA.COM | 0 | NONE | 30 | AF |  |  |  | LN | WD | HT | P |  |  | D | D | D | D
GS-07F-308AA | 0100-03734 | HOCHIKI AMERICA | BACKUP AMPLIFIER SWITCHING MODULE | 0100-03734 | BACKUP AMPLIFIER SWITCHING MODULE |  |  |  |  | 0 | 0 | 0 | 108 | CF | EA |  |  |  | 1 | 246 25 | US |  | WWW.HOCHIKIAMERICA.COM | 0 | NONE | 30 | AF |  |  |  | LN | WD | HT | P |  |  | D | D | D | D
GS-07F-308AA | 0100-04540 | HOCHIKI AMERICA | SERIAL ANNUNCIATOR CONTROL UNIT BOARD ON | 0100-04540 | SERIAL ANNUNCIATOR CONTROL UNIT BOARD ONLY (K6017) |  |  |  |  | 0 | 0 | 0 | 563.5 | CF | EA |  |  |  | 3 | 246 25 | US |  | WWW.HOCHIKIAMERICA.COM | 0 | NONE | 30 | AF |  |  |  | LN | WD | HT | P |  |  | D | D | D | D
GS-07F-308AA | 0700-01460 | HOCHIKI AMERICA | SOLO 101 TESTER 4FT. EXTENSION TELESCOPI | 0700-01460 | SOLO 101 TESTER 4FT. EXTENSION TELESCOPIC POLE |  |  |  |  | 0 | 0 | 0 | 196 | CF | EA |  |  |  | 2 | 246 25 | US |  | WWW.HOCHIKIAMERICA.COM | 0 | NONE | 30 | AF |  |  |  | LN | WD | HT | P |  |  | D | D | D | D
GS-07F-308AA | 0100-03736 | HOCHIKI AMERICA | AUDIO MATCHING - LINE INPUT/OUTPUT CARD | 0100-03736 | AUDIO MATCHING - LINE INPUT/OUTPUT CARD |  |  |  |  | 0 | 0 | 0 | 108 | CF | EA |  |  |  | 1 | 246 25 | US |  | WWW.HOCHIKIAMERICA.COM | 0 | NONE | 30 | AF |  |  |  | LN | WD | HT | P |  |  | D | D | D | D
GS-07F-308AA | 0100-04096 | HOCHIKI AMERICA | LARGE SIZE BACK BOX, NO DOOR, GRAY - 27" | 0100-04096 | LARGE SIZE BACK BOX, NO DOOR, GRAY - 27" X 14 1/4" X 4" |  |  |  |  | 0 | 0 | 0 | 1566 | CF | EA |  |  |  | 24 | 246 25 | US |  | WWW.HOCHIKIAMERICA.COM | 0 | NONE | 30 | AF |  |  |  | LN | WD | HT | P |  |  | D | D | D | D
GS-07F-308AA | 0100-04102 | HOCHIKI AMERICA | LARGE SIZE BACK BOX, NO DOOR, RED - 27" | 0100-04102 | LARGE SIZE BACK BOX, NO DOOR, RED - 27" X 14 1/4" X 4" |  |  |  |  | 0 | 0 | 0 | 1566 | CF | EA |  |  |  | 24 | 246 25 | US |  | WWW.HOCHIKIAMERICA.COM | 0 | NONE | 30 | AF |  |  |  | LN | WD | HT | P |  |  | D | D | D | D
GS-07F-308AA | 0100-07030 | HOCHIKI AMERICA | MASTER PANEL RELAY OUTPUT - EIGHT OUTPUT | 0100-07030 | MASTER PANEL RELAY OUTPUT - EIGHT OUTPUTS |  |  |  |  | 0 | 0 | 0 | 108 | CF | EA |  |  |  | 1 | 246 25 | US |  | WWW.HOCHIKIAMERICA.COM | 0 | NONE | 30 | AF |  |  |  | LN | WD | HT | P |  |  | D | D | D | D
GS-07F-308AA | 0100-04202 | HOCHIKI AMERICA | MASTER PANEL BACK BOX, GRAY, NO DOOR - 2 | 0100-04202 | MASTER PANEL BACK BOX, GRAY, NO DOOR - 27" X 14-1/4" X 4" |  |  |  |  | 0 | 0 | 0 | 1566 | CF | EA |  |  |  | 24 | 246 25 | US |  | WWW.HOCHIKIAMERICA.COM | 0 | NONE | 30 | AF |  |  |  | LN | WD | HT | P |  |  | D | D | D | D
GS-07F-308AA | 0100-04208 | HOCHIKI AMERICA | MASTER PANEL BACK BOX, RED, NO DOOR - 27 | 0100-04208 | MASTER PANEL BACK BOX, RED, NO DOOR - 27" X 14-1/4" X 4" |  |  |  |  | 0 | 0 | 0 | 1566 | CF | EA |  |  |  | 24 | 246 25 | US |  | WWW.HOCHIKIAMERICA.COM | 0 | NONE | 30 | AF |  |  |  | LN | WD | HT | P |  |  | D | D | D | D
GS-07F-308AA | 0100-03338 | HOCHIKI AMERICA | STANDARD FIRENET ENCLOSURE COMPLETE, RED | 0100-03338 | STANDARD FIRENET ENCLOSURE COMPLETE, RED |  |  |  |  | 0 | 0 | 0 | 3312 | CF | EA |  |  |  | 18.75 | 246 25 | US |  | WWW.HOCHIKIAMERICA.COM | 0 | NONE | 30 | AF |  |  |  | LN | WD | HT | P |  |  | D | D | D | D
GS-07F-308AA | 0100-03344 | HOCHIKI AMERICA | STANDARD FIRENET ENCLOSURE COMPLETE, CHA | 0100-03344 | STANDARD FIRENET ENCLOSURE COMPLETE, CHARCOAL |  |  |  |  | 0 | 0 | 0 | 3312 | CF | EA |  |  |  | 18.75 | 246 25 | US |  | WWW.HOCHIKIAMERICA.COM | 0 | NONE | 30 | AF |  |  |  | LN | WD | HT | P |  |  | D | D | D | D
GS-07F-308AA | 0400-02030 | HOCHIKI AMERICA | ENCLOSURE-BARRIER/ISOLATOR (MTL), NON UL | 0400-02030 | ENCLOSURE-BARRIER/ISOLATOR (MTL), NON UL |  |  |  |  | 0 | 0 | 0 | 800 | CF | EA |  |  |  | 1.35 | 246 25 | US |  | WWW.HOCHIKIAMERICA.COM | 0 | NONE | 30 | AF |  |  |  | LN | WD | HT | P |  |  | D | D | D | D
GS-07F-308AA | 0500-02336 | HOCHIKI AMERICA | 2.5AMP 24VDC, AUXILIARY POWER SUPPLY, MA | 0500-02336 | 2.5AMP 24VDC, AUXILIARY POWER SUPPLY, MATTE BLACK |  |  |  |  | 0 | 0 | 0 | 1050 | CF | EA |  |  |  | 9 | 246 25 | US |  | WWW.HOCHIKIAMERICA.COM | 0 | NONE | 30 | AF |  |  |  | LN | WD | HT | P |  |  | D | D | D | D
GS-07F-308AA | 0500-02334 | HOCHIKI AMERICA | 2.5AMP 24VDC, AUXILIARY POWER SUPPLY, CH | 0500-02334 | 2.5AMP 24VDC, AUXILIARY POWER SUPPLY, CHARCOAL |  |  |  |  | 0 | 0 | 0 | 1050 | CF | EA |  |  |  | 9 | 246 25 | US |  | WWW.HOCHIKIAMERICA.COM | 0 | NONE | 30 | AF |  |  |  | LN | WD | HT | P |  |  | D | D | D | D
GS-07F-308AA | 0500-02332 | HOCHIKI AMERICA | 2.5AMP 24VDC, AUXILIARY POWER SUPPLY, LI | 0500-02332 | 2.5AMP 24VDC, AUXILIARY POWER SUPPLY, LITE GRAY |  |  |  |  | 0 | 0 | 0 | 1050 | CF | EA |  |  |  | 9 | 246 25 | US |  | WWW.HOCHIKIAMERICA.COM | 0 | NONE | 30 | AF |  |  |  | LN | WD | HT | P |  |  | D | D | D | D
GS-07F-308AA | 0500-02330 | HOCHIKI AMERICA | 2.5AMP 24VDC, AUXILIARY POWER SUPPLY, RE | 0500-02330 | 2.5AMP 24VDC, AUXILIARY POWER SUPPLY, RED |  |  |  |  | 0 | 0 | 0 | 1050 | CF | EA |  |  |  | 9 | 246 25 | US |  | WWW.HOCHIKIAMERICA.COM | 0 | NONE | 30 | AF |  |  |  | LN | WD | HT | P |  |  | D | D | D | D
GS-07F-308AA | 0400-02010 | HOCHIKI AMERICA | SHUNT DIODE BARRIER (MTL), NON UL | 0400-02010 | SHUNT DIODE BARRIER (MTL), NON UL |  |  |  |  | 0 | 0 | 0 | 45 | CF | EA |  |  |  | 0.25 | 246 25 | US |  | WWW.HOCHIKIAMERICA.COM | 0 | NONE | 30 | AF |  |  |  | LN | WD | HT | P |  |  | D | D | D | D
GS-07F-308AA | 0200-02552 | HOCHIKI AMERICA | INTRINSICALLY SAFE HEAT DETECTOR, NON UL | 0200-02552 | INTRINSICALLY SAFE HEAT DETECTOR, NON UL |  |  |  |  | 0 | 0 | 0 | 111.38 | CF | EA |  |  |  | 0.2 | 246 25 | US |  | WWW.HOCHIKIAMERICA.COM | 0 | NONE | 30 | AF |  |  |  | LN | WD | HT | P |  |  | D | D | D | D
GS-07F-308AA | 0100-04094 | HOCHIKI AMERICA | LARGE SIZE CABINET, GRAY - 27" X 14 1/4" | 0100-04094 | LARGE SIZE CABINET, GRAY - 27" X 14 1/4" X 4" |  |  |  |  | 0 | 0 | 0 | 1566 | CF | EA |  |  |  | 24 | 246 25 | US |  | WWW.HOCHIKIAMERICA.COM | 0 | NONE | 30 | AF |  |  |  | LN | WD | HT | P |  |  | D | D | D | D
GS-07F-308AA | 0100-04100 | HOCHIKI AMERICA | LARGE SIZE CABINET, RED - 27" X 14 1/4" | 0100-04100 | LARGE SIZE CABINET, RED - 27" X 14 1/4" X 4" |  |  |  |  | 0 | 0 | 0 | 1566 | CF | EA |  |  |  | 24 | 246 25 | US |  | WWW.HOCHIKIAMERICA.COM | 0 | NONE | 30 | AF |  |  |  | LN | WD | HT | P |  |  | D | D | D | D
GS-07F-308AA | 0200-03710 | HOCHIKI AMERICA | ULTRAVIOLET FLAME DETECTOR 24VDC (NON-UL | 0200-03710 | ULTRAVIOLET FLAME DETECTOR 24VDC (NON-UL) |  |  |  |  | 0 | 0 | 0 | 111.38 | CF | EA |  |  |  | 1.2 | 246 25 | US |  | WWW.HOCHIKIAMERICA.COM | 0 | NONE | 30 | AF |  |  |  | LN | WD | HT | P |  |  | D | D | D | D
GS-07F-308AA | 0100-03328 | HOCHIKI AMERICA | NETWORK ANNUNICATOR CONTROL UNIT BOARD O | 0100-03328 | NETWORK ANNUNICATOR CONTROL UNIT BOARD ONLY (K6007) |  |  |  |  | 0 | 0 | 0 | 200 | CF | EA |  |  |  | 0.65 | 246 25 | US |  | WWW.HOCHIKIAMERICA.COM | 0 | NONE | 30 | AF |  |  |  | LN | WD | HT | P |  |  | D | D | D | D
GS-07F-308AA | 0700-01330 | HOCHIKI AMERICA | HAND-HELD PROGRAMMER | 0700-01330 | HAND-HELD PROGRAMMER |  |  |  |  | 0 | 0 | 0 | 42 | CF | EA |  |  |  | 0.45 | 246 25 | US |  | WWW.HOCHIKIAMERICA.COM | 0 | NONE | 30 | AF |  |  |  | LN | WD | HT | P |  |  | D | D | D | D
GS-07F-308AA | 0100-03630 | HOCHIKI AMERICA | AUDIO MODULE INTERFACE | 0100-03630 | AUDIO MODULE INTERFACE |  |  |  |  | 0 | 0 | 0 | 4320 | CF | EA |  |  |  | 29 | 246 25 | US |  | WWW.HOCHIKIAMERICA.COM | 0 | NONE | 30 | AF |  |  |  | LN | WD | HT | P |  |  | D | D | D | D
GS-07F-308AA | 0100-04192 | HOCHIKI AMERICA | NEW YORK CITY FIRE SIGN - FIRE GRAPHIC W | 0100-04192 | NEW YORK CITY FIRE SIGN - FIRE GRAPHIC WITH FLASHING LIGHT, FULL WIDTH PLATE |  |  |  |  | 0 | 0 | 0 | 108 | CF | EA |  |  |  | 1 | 246 25 | US |  | WWW.HOCHIKIAMERICA.COM | 0 | NONE | 30 | AF |  |  |  | LN | WD | HT | P |  |  | D | D | D | D
GS-07F-308AA | 0100-06610 | HOCHIKI AMERICA | FIRENET PLUS ENCLOSURE COMPLETE, RED | 0100-06610 | FIRENET PLUS ENCLOSURE COMPLETE, RED |  |  |  |  | 0 | 0 | 0 | 2304 | CF | EA |  |  |  | 12 | 246 25 | US |  | WWW.HOCHIKIAMERICA.COM | 0 | NONE | 30 | AF |  |  |  | LN | WD | HT | P |  |  | D | D | D | D
GS-07F-308AA | 0100-06615 | HOCHIKI AMERICA | FIRENET PLUS ENCLOSURE COMPLETE, CHARCOA | 0100-06615 | FIRENET PLUS ENCLOSURE COMPLETE, CHARCOAL |  |  |  |  | 0 | 0 | 0 | 2304 | CF | EA |  |  |  | 12 | 246 25 | US |  | WWW.HOCHIKIAMERICA.COM | 0 | NONE | 30 | AF |  |  |  | LN | WD | HT | P |  |  | D | D | D | D
GS-07F-308AA | 0500-02386 | HOCHIKI AMERICA | 4AMP 24VDC, AUXILIARY POWER SUPPLY, MATT | 0500-02386 | 4AMP 24VDC, AUXILIARY POWER SUPPLY, MATTE BLACK |  |  |  |  | 0 | 0 | 0 | 1050 | CF | EA |  |  |  | 9 | 246 25 | US |  | WWW.HOCHIKIAMERICA.COM | 0 | NONE | 30 | AF |  |  |  | LN | WD | HT | P |  |  | D | D | D | D
GS-07F-308AA | 0500-02384 | HOCHIKI AMERICA | 4AMP 24VDC, AUXILIARY POWER SUPPLY, CHAR | 0500-02384 | 4AMP 24VDC, AUXILIARY POWER SUPPLY, CHARCOAL |  |  |  |  | 0 | 0 | 0 | 1050 | CF | EA |  |  |  | 9 | 246 25 | US |  | WWW.HOCHIKIAMERICA.COM | 0 | NONE | 30 | AF |  |  |  | LN | WD | HT | P |  |  | D | D | D | D
GS-07F-308AA | 0500-02382 | HOCHIKI AMERICA | 4AMP 24VDC, AUXILIARY POWER SUPPLY, LITE | 0500-02382 | 4AMP 24VDC, AUXILIARY POWER SUPPLY, LITE GRAY |  |  |  |  | 0 | 0 | 0 | 1050 | CF | EA |  |  |  | 9 | 246 25 | US |  | WWW.HOCHIKIAMERICA.COM | 0 | NONE | 30 | AF |  |  |  | LN | WD | HT | P |  |  | D | D | D | D
GS-07F-308AA | 0500-02380 | HOCHIKI AMERICA | 4AMP 24VDC, AUXILIARY POWER SUPPLY, RED | 0500-02380 | 4AMP 24VDC, AUXILIARY POWER SUPPLY, RED |  |  |  |  | 0 | 0 | 0 | 1050 | CF | EA |  |  |  | 9 | 246 25 | US |  | WWW.HOCHIKIAMERICA.COM | 0 | NONE | 30 | AF |  |  |  | LN | WD | HT | P |  |  | D | D | D | D
GS-07F-308AA | 0100-03315 | HOCHIKI AMERICA | 16 CHANNEL INPUT/OUTPUT BOARD | 0100-03315 | 16 CHANNEL INPUT/OUTPUT BOARD |  |  |  |  | 0 | 0 | 0 | 148.5 | CF | EA |  |  |  | 0.4 | 246 25 | US |  | WWW.HOCHIKIAMERICA.COM | 0 | NONE | 30 | AF |  |  |  | LN | WD | HT | P |  |  | D | D | D | D
GS-07F-308AA | 0100-03540 | HOCHIKI AMERICA | MASTER FIRE PHONE INTERFACE CARD | 0100-03540 | MASTER FIRE PHONE INTERFACE CARD |  |  |  |  | 0 | 0 | 0 | 4320 | CF | EA |  |  |  | 29 | 246 25 | US |  | WWW.HOCHIKIAMERICA.COM | 0 | NONE | 30 | AF |  |  |  | LN | WD | HT | P |  |  | D | D | D | D
GS-07F-308AA | 0100-04620 | HOCHIKI AMERICA | DIGITAL ALARM COMMUNICATOR (FIRENET FN-2 | 0100-04620 | DIGITAL ALARM COMMUNICATOR (FireNET FN-2127, FN-4127 Network Annunciators only) |  |  |  |  | 0 | 0 | 0 | 148.5 | CF | EA |  |  |  | 0.75 | 246 25 | US |  | WWW.HOCHIKIAMERICA.COM | 0 | NONE | 30 | AF |  |  |  | LN | WD | HT | P |  |  | D | D | D | D
GS-07F-308AA | 0100-03610 | HOCHIKI AMERICA | MASTER FIRE PHONE HANDSET - MX-MFP-HS S | 0100-03610 | MASTER FIRE PHONE HANDSET - MX-MFP-HS see below |  |  |  |  | 0 | 0 | 0 | 4320 | CF | EA |  |  |  | 29 | 246 25 | US |  | WWW.HOCHIKIAMERICA.COM | 0 | NONE | 30 | AF |  |  |  | LN | WD | HT | P |  |  | D | D | D | D
GS-07F-308AA | 0100-07020 | HOCHIKI AMERICA | INTERFACE NETWORK BOARD | 0100-07020 | INTERFACE NETWORK BOARD |  |  |  |  | 0 | 0 | 0 | 108 | CF | EA |  |  |  | 1 | 246 25 | US |  | WWW.HOCHIKIAMERICA.COM | 0 | NONE | 30 | AF |  |  |  | LN | WD | HT | P |  |  | D | D | D | D
GS-07F-308AA | 0100-04200 | HOCHIKI AMERICA | MASTER PANEL CABINET, GRAY - 27" X 14-1/ | 0100-04200 | MASTER PANEL CABINET, GRAY - 27" X 14-1/4" X 4" |  |  |  |  | 0 | 0 | 0 | 1566 | CF | EA |  |  |  | 24 | 246 25 | US |  | WWW.HOCHIKIAMERICA.COM | 0 | NONE | 30 | AF |  |  |  | LN | WD | HT | P |  |  | D | D | D | D
GS-07F-308AA | 0100-04206 | HOCHIKI AMERICA | MASTER PANEL CABINET, RED - 27" X 14-1/4 | 0100-04206 | MASTER PANEL CABINET, RED - 27" X 14-1/4" X 4". |  |  |  |  | 0 | 0 | 0 | 1566 | CF | EA |  |  |  | 24 | 246 25 | US |  | WWW.HOCHIKIAMERICA.COM | 0 | NONE | 30 | AF |  |  |  | LN | WD | HT | P |  |  | D | D | D | D
GS-07F-308AA | 0100-03647 | HOCHIKI AMERICA | FIRE PHONE STATION, COIL CORD, MAGNETIC | 0100-03647 | FIRE PHONE STATION, COIL CORD, MAGNETIC CATCH |  |  |  |  | 0 | 0 | 0 | 1232 | CF | EA |  |  |  | 9 | 246 25 | US |  | WWW.HOCHIKIAMERICA.COM | 0 | NONE | 30 | AF |  |  |  | LN | WD | HT | P |  |  | D | D | D | D
GS-07F-308AA | 0700-01211 | HOCHIKI AMERICA | SMK DET REMOVAL TOOL COMPLETE W/POLE (AI | 0700-01211 | SMK DET REMOVAL TOOL COMPLETE w/POLE (AIE/ALG/SIJ/SLR) |  |  |  |  | 0 | 0 | 0 | 2592 | CF | EA |  |  |  | 6 | 246 25 | US |  | WWW.HOCHIKIAMERICA.COM | 0 | NONE | 30 | AF |  |  |  | LN | WD | HT | P |  |  | D | D | D | D
GS-07F-308AA | 0700-01215 | HOCHIKI AMERICA | SMK DET TESTER TOOL COMPLETE W/POLE (SIJ | 0700-01215 | SMK DET TESTER TOOL COMPLETE w/POLE (SIJ/SLR) |  |  |  |  | 0 | 0 | 0 | 2592 | CF | EA |  |  |  | 6 | 246 25 | US |  | WWW.HOCHIKIAMERICA.COM | 0 | NONE | 30 | AF |  |  |  | LN | WD | HT | P |  |  | D | D | D | D
GS-07F-308AA | 0100-03640 | HOCHIKI AMERICA | FIRE PHONE INTERFACE | 0100-03640 | FIRE PHONE INTERFACE |  |  |  |  | 0 | 0 | 0 | 4320 | CF | EA |  |  |  | 29 | 246 25 | US |  | WWW.HOCHIKIAMERICA.COM | 0 | NONE | 30 | AF |  |  |  | LN | WD | HT | P |  |  | D | D | D | D
GS-07F-308AA | 0100-03620 | HOCHIKI AMERICA | MOTHER BOARD / REMOTE | 0100-03620 | MOTHER BOARD / REMOTE |  |  |  |  | 0 | 0 | 0 | 4320 | CF | EA |  |  |  | 29 | 246 25 | US |  | WWW.HOCHIKIAMERICA.COM | 0 | NONE | 30 | AF |  |  |  | LN | WD | HT | P |  |  | D | D | D | D
GS-07F-308AA | 0100-03600 | HOCHIKI AMERICA | SWITCH / LED CARD | 0100-03600 | SWITCH / LED CARD |  |  |  |  | 0 | 0 | 0 | 4320 | CF | EA |  |  |  | 29 | 246 25 | US |  | WWW.HOCHIKIAMERICA.COM | 0 | NONE | 30 | AF |  |  |  | LN | WD | HT | P |  |  | D | D | D | D
GS-07F-308AA | 0100-03570 | HOCHIKI AMERICA | SWITCH SCAN CARD | 0100-03570 | SWITCH SCAN CARD |  |  |  |  | 0 | 0 | 0 | 4320 | CF | EA |  |  |  | 29 | 246 25 | US |  | WWW.HOCHIKIAMERICA.COM | 0 | NONE | 30 | AF |  |  |  | LN | WD | HT | P |  |  | D | D | D | D
GS-07F-308AA | 0600-01250 | HOCHIKI AMERICA | PULL STATION, SINGLE ACTION, EXPLOSIVE W | 0600-01250 | PULL STATION, SINGLE ACTION, EXPLOSIVE WEATHER PROOF |  |  |  |  | 0 | 0 | 0 | 111.38 | CF | EA |  |  |  | 3.86 | 246 25 | US |  | WWW.HOCHIKIAMERICA.COM | 0 | NONE | 30 | AF |  |  |  | LN | WD | HT | P |  |  | D | D | D | D
GS-07F-308AA | 0700-01450 | HOCHIKI AMERICA | SOLO 108 TESTER 8FT TELESCOPIC POLE | 0700-01450 | SOLO 108 TESTER 8FT TELESCOPIC POLE |  |  |  |  | 0 | 0 | 0 | 200 | CF | EA |  |  |  | 2 | 246 25 | US |  | WWW.HOCHIKIAMERICA.COM | 0 | NONE | 30 | AF |  |  |  | LN | WD | HT | P |  |  | D | D | D | D
GS-07F-308AA | 0100-09760 | HOCHIKI AMERICA | 5.25 AMP POWER SUPPLY, 9TH EDITION | 0100-09760 | 5.25 AMP POWER SUPPLY, 9TH EDITION |  |  |  |  | 0 | 0 | 0 | 600 | CF | EA |  |  |  | 3.05 | 246 25 | US |  | WWW.HOCHIKIAMERICA.COM | 0 | NONE | 30 | AF |  |  |  | LN | WD | HT | P |  |  | D | D | D | D
GS-07F-308AA | 0500-02346 | HOCHIKI AMERICA | 6AMP 24VDC, AUXILIARY POWER SUPPLY, MATT | 0500-02346 | 6AMP 24VDC, AUXILIARY POWER SUPPLY, MATTE BLACK |  |  |  |  | 0 | 0 | 0 | 784 | CF | EA |  |  |  | 9 | 246 25 | US |  | WWW.HOCHIKIAMERICA.COM | 0 | NONE | 30 | AF |  |  |  | LN | WD | HT | P |  |  | D | D | D | D
GS-07F-308AA | 0500-02344 | HOCHIKI AMERICA | 6AMP 24VDC, AUXILIARY POWER SUPPLY, CHAR | 0500-02344 | 6AMP 24VDC, AUXILIARY POWER SUPPLY, CHARCOAL |  |  |  |  | 0 | 0 | 0 | 784 | CF | EA |  |  |  | 9 | 246 25 | US |  | WWW.HOCHIKIAMERICA.COM | 0 | NONE | 30 | AF |  |  |  | LN | WD | HT | P |  |  | D | D | D | D
GS-07F-308AA | 0500-02342 | HOCHIKI AMERICA | 6AMP 24VDC, AUXILIARY POWER SUPPLY, LITE | 0500-02342 | 6AMP 24VDC, AUXILIARY POWER SUPPLY, LITE GRAY |  |  |  |  | 0 | 0 | 0 | 784 | CF | EA |  |  |  | 9 | 246 25 | US |  | WWW.HOCHIKIAMERICA.COM | 0 | NONE | 30 | AF |  |  |  | LN | WD | HT | P |  |  | D | D | D | D
GS-07F-308AA | 0500-02340 | HOCHIKI AMERICA | 6AMP 24VDC, AUXILIARY POWER SUPPLY, RED | 0500-02340 | 6AMP 24VDC, AUXILIARY POWER SUPPLY, RED |  |  |  |  | 0 | 0 | 0 | 784 | CF | EA |  |  |  | 9 | 246 25 | US |  | WWW.HOCHIKIAMERICA.COM | 0 | NONE | 30 | AF |  |  |  | LN | WD | HT | P |  |  | D | D | D | D
GS-07F-308AA | 0100-04194 | HOCHIKI AMERICA | STROBE POWER SUPPLY 6A W/TRANSFORMER | 0100-04194 | STROBE POWER SUPPLY 6A W/TRANSFORMER |  |  |  |  | 0 | 0 | 0 | 108 | CF | EA |  |  |  | 2 | 246 25 | US |  | WWW.HOCHIKIAMERICA.COM | 0 | NONE | 30 | AF |  |  |  | LN | WD | HT | P |  |  | D | D | D | D
GS-07F-308AA | 0100-03190 | HOCHIKI AMERICA | NETWORK INTERFACE CARD (FIRENET & FIRENE | 0100-03190 | NETWORK INTERFACE CARD (FireNET & FireNET Plus) |  |  |  |  | 0 | 0 | 0 | 148.5 | CF | EA |  |  |  | 0.75 | 246 25 | US |  | WWW.HOCHIKIAMERICA.COM | 0 | NONE | 30 | AF |  |  |  | LN | WD | HT | P |  |  | D | D | D | D
GS-07F-308AA | 0100-03240 | HOCHIKI AMERICA | SERIAL ANNUNCIATOR (RED) | 0100-03240 | SERIAL ANNUNCIATOR (RED) |  |  |  |  | 0 | 0 | 0 | 563.5 | CF | EA |  |  |  | 5 | 246 25 | US |  | WWW.HOCHIKIAMERICA.COM | 0 | NONE | 30 | AF |  |  |  | LN | WD | HT | P |  |  | D | D | D | D
GS-07F-308AA | 0100-03245 | HOCHIKI AMERICA | SERIAL ANNUNCIATOR (CHARCOAL) | 0100-03245 | SERIAL ANNUNCIATOR (CHARCOAL) |  |  |  |  | 0 | 0 | 0 | 563.5 | CF | EA |  |  |  | 5 | 246 25 | US |  | WWW.HOCHIKIAMERICA.COM | 0 | NONE | 30 | AF |  |  |  | LN | WD | HT | P |  |  | D | D | D | D
GS-07F-308AA | 0100-03646 | HOCHIKI AMERICA | FIRE PHONE HANDSET CABINET (HOLDS SIX FN | 0100-03646 | FIRE PHONE HANDSET CABINET (HOLDS SIX FNV-FH HANDSETS) |  |  |  |  | 0 | 0 | 0 | 4560 | CF | EA |  |  |  | 29 | 246 25 | US |  | WWW.HOCHIKIAMERICA.COM | 0 | NONE | 30 | AF |  |  |  | LN | WD | HT | P |  |  | D | D | D | D
GS-07F-308AA | 0100-03580 | HOCHIKI AMERICA | MASTER MICROPHONE | 0100-03580 | MASTER MICROPHONE |  |  |  |  | 0 | 0 | 0 | 4320 | CF | EA |  |  |  | 29 | 246 25 | US |  | WWW.HOCHIKIAMERICA.COM | 0 | NONE | 30 | AF |  |  |  | LN | WD | HT | P |  |  | D | D | D | D
GS-07F-308AA | 0100-06990 | HOCHIKI AMERICA | FIBER OPTIC CARD | 0100-06990 | FIBER OPTIC CARD |  |  |  |  | 0 | 0 | 0 | 108 | CF | EA |  |  |  | 1 | 246 25 | US |  | WWW.HOCHIKIAMERICA.COM | 0 | NONE | 30 | AF |  |  |  | LN | WD | HT | P |  |  | D | D | D | D
GS-07F-308AA | 0400-02020 | HOCHIKI AMERICA | DC/DC ISOLATOR (MTL), NON UL | 0400-02020 | DC/DC ISOLATOR (MTL), NON UL |  |  |  |  | 0 | 0 | 0 | 216 | CF | EA |  |  |  | 0.4 | 246 25 | US |  | WWW.HOCHIKIAMERICA.COM | 0 | NONE | 30 | AF |  |  |  | LN | WD | HT | P |  |  | D | D | D | D
GS-07F-308AA | 0100-05920 | HOCHIKI AMERICA | SINGLE SLC LOOP EXPANDER CARD (FIRENET P | 0100-05920 | SINGLE SLC LOOP EXPANDER CARD (FireNET PLUS ONLY) |  |  |  |  | 0 | 0 | 0 | 148.5 | CF | EA |  |  |  | 0.75 | 246 25 | US |  | WWW.HOCHIKIAMERICA.COM | 0 | NONE | 30 | AF |  |  |  | LN | WD | HT | P |  |  | D | D | D | D
GS-07F-308AA | 0100-03740 | HOCHIKI AMERICA | SUPERVISED REMOTE MICROPHONE IN SURFACE/ | 0100-03740 | SUPERVISED REMOTE MICROPHONE IN SURFACE/SEMI-FLUSH CABINET, REQUIRES EVX-SC CARD IN EVAX/FNV PANEL, GRAY CABINET |  |  |  |  | 0 | 0 | 0 | 2793 | CF | EA |  |  |  | 34 | 246 25 | US |  | WWW.HOCHIKIAMERICA.COM | 0 | NONE | 30 | AF |  |  |  | LN | WD | HT | P |  |  | D | D | D | D
GS-07F-308AA | 0100-03745 | HOCHIKI AMERICA | SUPERVISED REMOTE MICROPHONE IN SURFACE/ | 0100-03745 | SUPERVISED REMOTE MICROPHONE IN SURFACE/SEMI-FLUSH CABINET, REQUIRES EVX-SC CARD IN EVAX/FNV PANEL, RED CABINET |  |  |  |  | 0 | 0 | 0 | 2793 | CF | EA |  |  |  | 34 | 246 25 | US |  | WWW.HOCHIKIAMERICA.COM | 0 | NONE | 30 | AF |  |  |  | LN | WD | HT | P |  |  | D | D | D | D
GS-07F-308AA | 0100-03732 | HOCHIKI AMERICA | EIGHT INPUT REMOTE SERIAL INTERFACE MODU | 0100-03732 | EIGHT INPUT REMOTE SERIAL INTERFACE MODULE. ACCEPTS DRY CONTACT INTERFACE TO CONTROL UP TO 8 MESSAGES. MESSAGE RECORDING INCLUDE WITH MODULE. FOR INDUSTRIAL SIGNALING ONLY. NOT UL LISTED FOR FIRE ALARM / LIFE SAFETY APPLICATIONS, |  |  |  |  | 0 | 0 | 0 | 108 | CF | EA |  |  |  | 1 | 246 25 | US |  | WWW.HOCHIKIAMERICA.COM | 0 | NONE | 30 | AF |  |  |  | LN | WD | HT | P |  |  | D | D | D | D
GS-07F-308AA | 0100-03642 | HOCHIKI AMERICA | AREA OF RESCUE STATION | 0100-03642 | AREA OF RESCUE STATION |  |  |  |  | 0 | 0 | 0 | 4320 | CF | EA |  |  |  | 29 | 246 25 | US |  | WWW.HOCHIKIAMERICA.COM | 0 | NONE | 30 | AF |  |  |  | LN | WD | HT | P |  |  | D | D | D | D
GS-07F-308AA | 0200-03795 | HOCHIKI AMERICA | REFLECTIVE BEAM DETECTOR | 0200-03795 | REFLECTIVE BEAM DETECTOR |  |  |  |  | 0 | 0 | 0 | 128 | CF | EA |  |  |  | 3 | 246 25 | US |  | WWW.HOCHIKIAMERICA.COM | 0 | NONE | 30 | AF |  |  |  | LN | WD | HT | P |  |  | D | D | D | D
GS-07F-308AA | 0100-07010 | HOCHIKI AMERICA | REMOTE LED LAMP CARD | 0100-07010 | REMOTE LED LAMP CARD |  |  |  |  | 0 | 0 | 0 | 108 | CF | EA |  |  |  | 1 | 246 25 | US |  | WWW.HOCHIKIAMERICA.COM | 0 | NONE | 30 | AF |  |  |  | LN | WD | HT | P |  |  | D | D | D | D
GS-07F-308AA | 0200-03460 | HOCHIKI AMERICA | BEAM DETECTOR | 0200-03460 | BEAM DETECTOR |  |  |  |  | 0 | 0 | 0 | 248.63 | CF | EA |  |  |  | 2.65 | 246 25 | US |  | WWW.HOCHIKIAMERICA.COM | 0 | NONE | 30 | AF |  |  |  | LN | WD | HT | P |  |  | D | D | D | D
GS-07F-308AA | 0500-02316 | HOCHIKI AMERICA | 10AMP 24VDC, AUXILIARY POWER SUPPLY, MAT | 0500-02316 | 10AMP 24VDC, AUXILIARY POWER SUPPLY, MATTE BLACK |  |  |  |  | 0 | 0 | 0 | 1428 | CF | EA |  |  |  | 9 | 246 25 | US |  | WWW.HOCHIKIAMERICA.COM | 0 | NONE | 30 | AF |  |  |  | LN | WD | HT | P |  |  | D | D | D | D
GS-07F-308AA | 0500-02314 | HOCHIKI AMERICA | 10AMP 24VDC, AUXILIARY POWER SUPPLY, CHA | 0500-02314 | 10AMP 24VDC, AUXILIARY POWER SUPPLY, CHARCOAL |  |  |  |  | 0 | 0 | 0 | 1428 | CF | EA |  |  |  | 9 | 246 25 | US |  | WWW.HOCHIKIAMERICA.COM | 0 | NONE | 30 | AF |  |  |  | LN | WD | HT | P |  |  | D | D | D | D
GS-07F-308AA | 0500-02312 | HOCHIKI AMERICA | 10AMP 24VDC, AUXILIARY POWER SUPPLY, LIT | 0500-02312 | 10AMP 24VDC, AUXILIARY POWER SUPPLY, LITE GRAY |  |  |  |  | 0 | 0 | 0 | 1428 | CF | EA |  |  |  | 9 | 246 25 | US |  | WWW.HOCHIKIAMERICA.COM | 0 | NONE | 30 | AF |  |  |  | LN | WD | HT | P |  |  | D | D | D | D
GS-07F-308AA | 0500-02310 | HOCHIKI AMERICA | 10AMP 24VDC, AUXILIARY POWER SUPPLY, RED | 0500-02310 | 10AMP 24VDC, AUXILIARY POWER SUPPLY, RED |  |  |  |  | 0 | 0 | 0 | 1428 | CF | EA |  |  |  | 9 | 246 25 | US |  | WWW.HOCHIKIAMERICA.COM | 0 | NONE | 30 | AF |  |  |  | LN | WD | HT | P |  |  | D | D | D | D
GS-07F-308AA | 0500-02356 | HOCHIKI AMERICA | 6AMP NAC BOOSTER, MATTE BLACK | 0500-02356 | 6AMP NAC BOOSTER, MATTE BLACK |  |  |  |  | 0 | 0 | 0 | 1824 | CF | EA |  |  |  | 18 | 246 25 | US |  | WWW.HOCHIKIAMERICA.COM | 0 | NONE | 30 | AF |  |  |  | LN | WD | HT | P |  |  | D | D | D | D
GS-07F-308AA | 0500-02354 | HOCHIKI AMERICA | 6AMP NAC BOOSTER, CHARCOAL | 0500-02354 | 6AMP NAC BOOSTER, CHARCOAL |  |  |  |  | 0 | 0 | 0 | 1824 | CF | EA |  |  |  | 18 | 246 25 | US |  | WWW.HOCHIKIAMERICA.COM | 0 | NONE | 30 | AF |  |  |  | LN | WD | HT | P |  |  | D | D | D | D
GS-07F-308AA | 0500-02352 | HOCHIKI AMERICA | 6AMP NAC BOOSTER, LITE GRAY | 0500-02352 | 6AMP NAC BOOSTER, LITE GRAY |  |  |  |  | 0 | 0 | 0 | 1824 | CF | EA |  |  |  | 18 | 246 25 | US |  | WWW.HOCHIKIAMERICA.COM | 0 | NONE | 30 | AF |  |  |  | LN | WD | HT | P |  |  | D | D | D | D
GS-07F-308AA | 0500-02350 | HOCHIKI AMERICA | 6AMP NAC BOOSTER, RED | 0500-02350 | 6AMP NAC BOOSTER, RED |  |  |  |  | 0 | 0 | 0 | 1824 | CF | EA |  |  |  | 18 | 246 25 | US |  | WWW.HOCHIKIAMERICA.COM | 0 | NONE | 30 | AF |  |  |  | LN | WD | HT | P |  |  | D | D | D | D
GS-07F-308AA | 0100-03195 | HOCHIKI AMERICA | DUAL SLC LOOP EXPANDER CARD (FIRENET ONL | 0100-03195 | DUAL SLC LOOP EXPANDER CARD (FireNET ONLY) |  |  |  |  | 0 | 0 | 0 | 148.5 | CF | EA |  |  |  | 0.75 | 246 25 | US |  | WWW.HOCHIKIAMERICA.COM | 0 | NONE | 30 | AF |  |  |  | LN | WD | HT | P |  |  | D | D | D | D
GS-07F-308AA | 0100-06980 | HOCHIKI AMERICA | MASTER FIRE PHONE ASSEMBLY - MASTER PANE | 0100-06980 | MASTER FIRE PHONE ASSEMBLY - MASTER PANEL REPLACEMENT FIRE PHONE HANDSET, PLATE AND INTERFACE PCB |  |  |  |  | 0 | 0 | 0 | 6552 | CF | EA |  |  |  | 30 | 246 25 | US |  | WWW.HOCHIKIAMERICA.COM | 0 | NONE | 30 | AF |  |  |  | LN | WD | HT | P |  |  | D | D | D | D
GS-07F-308AA | 0500-02490 | HOCHIKI AMERICA | 24VDC, 25VRMS SPEAKER AMPLIFIER | 0500-02490 | 24VDC, 25VRMS SPEAKER AMPLIFIER |  |  |  |  | 0 | 0 | 0 | 94.5 | CF | EA |  |  |  | 0.95 | 246 25 | US |  | WWW.HOCHIKIAMERICA.COM | 0 | NONE | 30 | AF |  |  |  | LN | WD | HT | P |  |  | D | D | D | D
GS-07F-308AA | 0500-02492 | HOCHIKI AMERICA | 24VDC, 70VRMS SPEAKER AMPLIFIER | 0500-02492 | 24VDC, 70VRMS SPEAKER AMPLIFIER |  |  |  |  | 0 | 0 | 0 | 94.5 | CF | EA |  |  |  | 0.95 | 246 25 | US |  | WWW.HOCHIKIAMERICA.COM | 0 | NONE | 30 | AF |  |  |  | LN | WD | HT | P |  |  | D | D | D | D
GS-07F-308AA | 0500-02366 | HOCHIKI AMERICA | 8AMP NAC BOOSTER, MATTE BLACK | 0500-02366 | 8AMP NAC BOOSTER, MATTE BLACK |  |  |  |  | 0 | 0 | 0 | 1824 | CF | EA |  |  |  | 18 | 246 25 | US |  | WWW.HOCHIKIAMERICA.COM | 0 | NONE | 30 | AF |  |  |  | LN | WD | HT | P |  |  | D | D | D | D
GS-07F-308AA | 0500-02364 | HOCHIKI AMERICA | 8AMP NAC BOOSTER, CHARCOAL | 0500-02364 | 8AMP NAC BOOSTER, CHARCOAL |  |  |  |  | 0 | 0 | 0 | 1824 | CF | EA |  |  |  | 18 | 246 25 | US |  | WWW.HOCHIKIAMERICA.COM | 0 | NONE | 30 | AF |  |  |  | LN | WD | HT | P |  |  | D | D | D | D
GS-07F-308AA | 0500-02362 | HOCHIKI AMERICA | 8AMP NAC BOOSTER, LITE GRAY | 0500-02362 | 8AMP NAC BOOSTER, LITE GRAY |  |  |  |  | 0 | 0 | 0 | 1824 | CF | EA |  |  |  | 18 | 246 25 | US |  | WWW.HOCHIKIAMERICA.COM | 0 | NONE | 30 | AF |  |  |  | LN | WD | HT | P |  |  | D | D | D | D
GS-07F-308AA | 0500-02360 | HOCHIKI AMERICA | 8AMP NAC BOOSTER, RED | 0500-02360 | 8AMP NAC BOOSTER, RED |  |  |  |  | 0 | 0 | 0 | 1824 | CF | EA |  |  |  | 18 | 246 25 | US |  | WWW.HOCHIKIAMERICA.COM | 0 | NONE | 30 | AF |  |  |  | LN | WD | HT | P |  |  | D | D | D | D
GS-07F-308AA | 0100-04190 | HOCHIKI AMERICA | NY PANEL OPTION - 102 CAB W/RT HAND HING | 0100-04190 | NY PANEL OPTION - 102 CAB W/RT HAND HINGE W/NY FIRE SIGN |  |  |  |  | 0 | 0 | 0 | 108 | CF | EA |  |  |  | 1 | 246 25 | US |  | WWW.HOCHIKIAMERICA.COM | 0 | NONE | 30 | AF |  |  |  | LN | WD | HT | P |  |  | D | D | D | D
GS-07F-308AA | 0500-02500 | HOCHIKI AMERICA | 120VAC, 25VRMS SPEAKER AMPLIFIER | 0500-02500 | 120VAC, 25VRMS SPEAKER AMPLIFIER |  |  |  |  | 0 | 0 | 0 | 94.5 | CF | EA |  |  |  | 0.95 | 246 25 | US |  | WWW.HOCHIKIAMERICA.COM | 0 | NONE | 30 | AF |  |  |  | LN | WD | HT | P |  |  | D | D | D | D
GS-07F-308AA | 0500-02502 | HOCHIKI AMERICA | 120VAC, 70VRMS SPEAKER AMPLIFIER | 0500-02502 | 120VAC, 70VRMS SPEAKER AMPLIFIER |  |  |  |  | 0 | 0 | 0 | 94.5 | CF | EA |  |  |  | 0.95 | 246 25 | US |  | WWW.HOCHIKIAMERICA.COM | 0 | NONE | 30 | AF |  |  |  | LN | WD | HT | P |  |  | D | D | D | D
GS-07F-308AA | 0500-02326 | HOCHIKI AMERICA | 10AMP NAC BOOSTER, MATTE BLACK | 0500-02326 | 10AMP NAC BOOSTER, MATTE BLACK |  |  |  |  | 0 | 0 | 0 | 1824 | CF | EA |  |  |  | 18 | 246 25 | US |  | WWW.HOCHIKIAMERICA.COM | 0 | NONE | 30 | AF |  |  |  | LN | WD | HT | P |  |  | D | D | D | D
GS-07F-308AA | 0500-02324 | HOCHIKI AMERICA | 10AMP NAC BOOSTER, CHARCOAL | 0500-02324 | 10AMP NAC BOOSTER, CHARCOAL |  |  |  |  | 0 | 0 | 0 | 1824 | CF | EA |  |  |  | 18 | 246 25 | US |  | WWW.HOCHIKIAMERICA.COM | 0 | NONE | 30 | AF |  |  |  | LN | WD | HT | P |  |  | D | D | D | D
GS-07F-308AA | 0500-02322 | HOCHIKI AMERICA | 10AMP NAC BOOSTER, LITE GRAY | 0500-02322 | 10AMP NAC BOOSTER, LITE GRAY |  |  |  |  | 0 | 0 | 0 | 1824 | CF | EA |  |  |  | 18 | 246 25 | US |  | WWW.HOCHIKIAMERICA.COM | 0 | NONE | 30 | AF |  |  |  | LN | WD | HT | P |  |  | D | D | D | D
GS-07F-308AA | 0500-02320 | HOCHIKI AMERICA | 10AMP NAC BOOSTER, RED | 0500-02320 | 10AMP NAC BOOSTER, RED |  |  |  |  | 0 | 0 | 0 | 1824 | CF | EA |  |  |  | 18 | 246 25 | US |  | WWW.HOCHIKIAMERICA.COM | 0 | NONE | 30 | AF |  |  |  | LN | WD | HT | P |  |  | D | D | D | D
GS-07F-308AA | 0100-03560 | HOCHIKI AMERICA | AUDIO / SYSTEM CONTROL | 0100-03560 | AUDIO / SYSTEM CONTROL |  |  |  |  | 0 | 0 | 0 | 4320 | CF | EA |  |  |  | 29 | 246 25 | US |  | WWW.HOCHIKIAMERICA.COM | 0 | NONE | 30 | AF |  |  |  | LN | WD | HT | P |  |  | D | D | D | D
GS-07F-308AA | 0100-03550 | HOCHIKI AMERICA | DATA COMMUNICATIONS / CONTROLLER | 0100-03550 | DATA COMMUNICATIONS / CONTROLLER |  |  |  |  | 0 | 0 | 0 | 4320 | CF | EA |  |  |  | 29 | 246 25 | US |  | WWW.HOCHIKIAMERICA.COM | 0 | NONE | 30 | AF |  |  |  | LN | WD | HT | P |  |  | D | D | D | D
GS-07F-308AA | 0700-01440 | HOCHIKI AMERICA | SOLO 100 TESTER 15FT TELESCOPIC POLE | 0700-01440 | SOLO 100 TESTER 15FT TELESCOPIC POLE |  |  |  |  | 0 | 0 | 0 | 204 | CF | EA |  |  |  | 4 | 246 25 | US |  | WWW.HOCHIKIAMERICA.COM | 0 | NONE | 30 | AF |  |  |  | LN | WD | HT | P |  |  | D | D | D | D
GS-07F-308AA | 0100-06420 | HOCHIKI AMERICA | FIRENET PLUS CONTROL UNIT BOARD ONLY | 0100-06420 | FIRENET PLUS CONTROL UNIT BOARD ONLY |  |  |  |  | 0 | 0 | 0 | 558.25 | CF | EA |  |  |  | 3.15 | 246 25 | US |  | WWW.HOCHIKIAMERICA.COM | 0 | NONE | 30 | AF |  |  |  | LN | WD | HT | P |  |  | D | D | D | D
GS-07F-308AA | 0500-02510 | HOCHIKI AMERICA | DIVISION 2 HAZARDOUS AREA SPEAKER AMPLIF | 0500-02510 | DIVISION 2 HAZARDOUS AREA SPEAKER AMPLIFIER 24VDC, 25VRMS |  |  |  |  | 0 | 0 | 0 | 94.5 | CF | EA |  |  |  | 0.95 | 246 25 | US |  | WWW.HOCHIKIAMERICA.COM | 0 | NONE | 30 | AF |  |  |  | LN | WD | HT | P |  |  | D | D | D | D
GS-07F-308AA | 0500-02512 | HOCHIKI AMERICA | DIVISION 2 HAZARDOUS AREA SPEAKER AMPLIF | 0500-02512 | DIVISION 2 HAZARDOUS AREA SPEAKER AMPLIFIER 24VDC, 70VRMS |  |  |  |  | 0 | 0 | 0 | 94.5 | CF | EA |  |  |  | 0.95 | 246 25 | US |  | WWW.HOCHIKIAMERICA.COM | 0 | NONE | 30 | AF |  |  |  | LN | WD | HT | P |  |  | D | D | D | D
GS-07F-308AA | 0100-06430 | HOCHIKI AMERICA | FIRENET PLUS CONTROL UNIT BOARD ONLY, EX | 0100-06430 | FIRENET PLUS CONTROL UNIT BOARD ONLY, EXPANDABLE |  |  |  |  | 0 | 0 | 0 | 558.25 | CF | EA |  |  |  | 3.15 | 246 25 | US |  | WWW.HOCHIKIAMERICA.COM | 0 | NONE | 30 | AF |  |  |  | LN | WD | HT | P |  |  | D | D | D | D
GS-07F-308AA | 0100-03305 | HOCHIKI AMERICA | CONTROL UNIT BOARD ONLY (K6002) | 0100-03305 | CONTROL UNIT BOARD ONLY (K6002) |  |  |  |  | 0 | 0 | 0 | 563.5 | CF | EA |  |  |  | 5 | 246 25 | US |  | WWW.HOCHIKIAMERICA.COM | 0 | NONE | 30 | AF |  |  |  | LN | WD | HT | P |  |  | D | D | D | D
GS-07F-308AA | 0100-02233 | HOCHIKI AMERICA | 8 ZONE DIP SWITCH FIRE ALARM CONTROL PAN | 0100-02233 | 8 ZONE DIP SWITCH FIRE ALARM CONTROL PANEL, 220V |  |  |  |  | 0 | 0 | 0 | 1856 | CF | EA |  |  |  | 36 | 246 25 | US |  | WWW.HOCHIKIAMERICA.COM | 0 | NONE | 30 | AF |  |  |  | LN | WD | HT | P |  |  | D | D | D | D
GS-07F-308AA | 0100-03322 | HOCHIKI AMERICA | PANEL ANNUNCIATOR BOARD ONLY (K6001 PANE | 0100-03322 | PANEL ANNUNCIATOR BOARD ONLY (K6001 PANEL VERSION) |  |  |  |  | 0 | 0 | 0 | 563.5 | CF | EA |  |  |  | 5 | 246 25 | US |  | WWW.HOCHIKIAMERICA.COM | 0 | NONE | 30 | AF |  |  |  | LN | WD | HT | P |  |  | D | D | D | D
GS-07F-308AA | 0100-03324 | HOCHIKI AMERICA | FN-LCD-N ANNUNCIATOR BOARD ONLY (K6001 " | 0100-03324 | FN-LCD-N ANNUNCIATOR BOARD ONLY (K6001 "R" VERSION) |  |  |  |  | 0 | 0 | 0 | 563.5 | CF | EA |  |  |  | 5 | 246 25 | US |  | WWW.HOCHIKIAMERICA.COM | 0 | NONE | 30 | AF |  |  |  | LN | WD | HT | P |  |  | D | D | D | D
GS-07F-308AA | 0100-06440 | HOCHIKI AMERICA | FIRENET PLUS CONTROL UNIT BOARD ONLY, W/ | 0100-06440 | FIRENET PLUS CONTROL UNIT BOARD ONLY, W/INTEGRATED DACT |  |  |  |  | 0 | 0 | 0 | 558.25 | CF | EA |  |  |  | 3.15 | 246 25 | US |  | WWW.HOCHIKIAMERICA.COM | 0 | NONE | 30 | AF |  |  |  | LN | WD | HT | P |  |  | D | D | D | D
GS-07F-308AA | 0100-06450 | HOCHIKI AMERICA | FIRENET PLUS CONTROL UNIT BOARD ONLY, EX | 0100-06450 | FIRENET PLUS CONTROL UNIT BOARD ONLY, EXPANDABLE W/INTEGRATED DACT |  |  |  |  | 0 | 0 | 0 | 558.25 | CF | EA |  |  |  | 3.15 | 246 25 | US |  | WWW.HOCHIKIAMERICA.COM | 0 | NONE | 30 | AF |  |  |  | LN | WD | HT | P |  |  | D | D | D | D
GS-07F-308AA | 0100-03660 | HOCHIKI AMERICA | 25 WATT EXPANDER MODULE (NO MICROPHONE, | 0100-03660 | 25 WATT EXPANDER MODULE (NO MICROPHONE, NO DMR) |  |  |  |  | 0 | 0 | 0 | 1044 | CF | EA |  |  |  | 20 | 246 25 | US |  | WWW.HOCHIKIAMERICA.COM | 0 | NONE | 30 | AF |  |  |  | LN | WD | HT | P |  |  | D | D | D | D
GS-07F-308AA | 0100-06290 | HOCHIKI AMERICA | 1 WORKSTATION (1 REPEATER PACKAGE) | 0100-06290 | 1 WORKSTATION (1 REPEATER PACKAGE) |  |  |  |  | 0 | 0 | 0 | 148.5 | CF | EA |  |  |  | 2 | 246 25 | US |  | WWW.HOCHIKIAMERICA.COM | 0 | NONE | 30 | AF |  |  |  | LN | WD | HT | P |  |  | D | D | D | D
GS-07F-308AA | 0100-03664 | HOCHIKI AMERICA | 25 WATT EXPANDER MODULE WITH MICROPHONE. | 0100-03664 | 25 WATT EXPANDER MODULE WITH MICROPHONE. (NO DMR) |  |  |  |  | 0 | 0 | 0 | 1044 | CF | EA |  |  |  | 20 | 246 25 | US |  | WWW.HOCHIKIAMERICA.COM | 0 | NONE | 30 | AF |  |  |  | LN | WD | HT | P |  |  | D | D | D | D
GS-07F-308AA | 0100-05990 | HOCHIKI AMERICA | ANALOG ADDRESSABLE 1 LOOP NO DIALER, NOT | 0100-05990 | ANALOG ADDRESSABLE 1 LOOP NO DIALER, NOT EXPANDABLE, RED |  |  |  |  | 0 | 0 | 0 | 2499 | CF | EA |  |  |  | 21 | 246 25 | US |  | WWW.HOCHIKIAMERICA.COM | 0 | NONE | 30 | AF |  |  |  | LN | WD | HT | P |  |  | D | D | D | D
GS-07F-308AA | 0100-06100 | HOCHIKI AMERICA | ANALOG ADDRESSABLE 1 LOOP NO DIALER, NOT | 0100-06100 | ANALOG ADDRESSABLE 1 LOOP NO DIALER, NOT EXPANDABLE, CHARCOAL |  |  |  |  | 0 | 0 | 0 | 2499 | CF | EA |  |  |  | 21 | 246 25 | US |  | WWW.HOCHIKIAMERICA.COM | 0 | NONE | 30 | AF |  |  |  | LN | WD | HT | P |  |  | D | D | D | D
GS-07F-308AA | 0700-01070 | HOCHIKI AMERICA | SMOKE GENERATOR POLE | 0700-01070 | SMOKE GENERATOR POLE |  |  |  |  | 0 | 0 | 0 | 3136 | CF | EA |  |  |  | 10 | 246 25 | US |  | WWW.HOCHIKIAMERICA.COM | 0 | NONE | 30 | AF |  |  |  | LN | WD | HT | P |  |  | D | D | D | D
GS-07F-308AA | 0100-06110 | HOCHIKI AMERICA | ANALOG ADDRESSABLE 1 LOOP W/INTEGRATED D | 0100-06110 | ANALOG ADDRESSABLE 1 LOOP W/INTEGRATED DIALER, NOT EXPANDABLE, RED |  |  |  |  | 0 | 0 | 0 | 2499 | CF | EA |  |  |  | 21 | 246 25 | US |  | WWW.HOCHIKIAMERICA.COM | 0 | NONE | 30 | AF |  |  |  | LN | WD | HT | P |  |  | D | D | D | D
GS-07F-308AA | 0100-06120 | HOCHIKI AMERICA | ANALOG ADDRESSABLE 1 LOOP W/INTEGRATED D | 0100-06120 | ANALOG ADDRESSABLE 1 LOOP W/INTEGRATED DIALER, NOT EXPANDABLE, CHARCOAL |  |  |  |  | 0 | 0 | 0 | 2499 | CF | EA |  |  |  | 21 | 246 25 | US |  | WWW.HOCHIKIAMERICA.COM | 0 | NONE | 30 | AF |  |  |  | LN | WD | HT | P |  |  | D | D | D | D
GS-07F-308AA | 0100-06130 | HOCHIKI AMERICA | ANALOG ADDRESSABLE 1 LOOP NO DIALER, EXP | 0100-06130 | ANALOG ADDRESSABLE 1 LOOP NO DIALER, EXPANDABLE, RED |  |  |  |  | 0 | 0 | 0 | 2499 | CF | EA |  |  |  | 21 | 246 25 | US |  | WWW.HOCHIKIAMERICA.COM | 0 | NONE | 30 | AF |  |  |  | LN | WD | HT | P |  |  | D | D | D | D
GS-07F-308AA | 0100-06140 | HOCHIKI AMERICA | ANALOG ADDRESSABLE 1 LOOP NO DIALER, EXP | 0100-06140 | ANALOG ADDRESSABLE 1 LOOP NO DIALER, EXPANDABLE, CHARCOAL |  |  |  |  | 0 | 0 | 0 | 2499 | CF | EA |  |  |  | 21 | 246 25 | US |  | WWW.HOCHIKIAMERICA.COM | 0 | NONE | 30 | AF |  |  |  | LN | WD | HT | P |  |  | D | D | D | D
GS-07F-308AA | 0100-06150 | HOCHIKI AMERICA | ANALOG ADDRESSABLE 1 LOOP W/INTEGRATED D | 0100-06150 | ANALOG ADDRESSABLE 1 LOOP W/INTEGRATED DIALER, EXPANDABLE, RED |  |  |  |  | 0 | 0 | 0 | 2499 | CF | EA |  |  |  | 21 | 246 25 | US |  | WWW.HOCHIKIAMERICA.COM | 0 | NONE | 30 | AF |  |  |  | LN | WD | HT | P |  |  | D | D | D | D
GS-07F-308AA | 0100-06160 | HOCHIKI AMERICA | ANALOG ADDRESSABLE 1 LOOP W/INTEGRATED D | 0100-06160 | ANALOG ADDRESSABLE 1 LOOP W/INTEGRATED DIALER, EXPANDABLE, CHARCOAL |  |  |  |  | 0 | 0 | 0 | 2499 | CF | EA |  |  |  | 21 | 246 25 | US |  | WWW.HOCHIKIAMERICA.COM | 0 | NONE | 30 | AF |  |  |  | LN | WD | HT | P |  |  | D | D | D | D
GS-07F-308AA | 0100-04505 | HOCHIKI AMERICA | NETWORK ANNUNCIATOR (RED) W/MANUAL | 0100-04505 | NETWORK ANNUNCIATOR (RED) W/MANUAL |  |  |  |  | 0 | 0 | 0 | 1512 | CF | EA |  |  |  | 11 | 246 25 | US |  | WWW.HOCHIKIAMERICA.COM | 0 | NONE | 30 | AF |  |  |  | LN | WD | HT | P |  |  | D | D | D | D
GS-07F-308AA | 0100-04515 | HOCHIKI AMERICA | NETWORK ANNUNCIATOR (CHARCOAL) W/MANUAL | 0100-04515 | NETWORK ANNUNCIATOR (CHARCOAL) W/MANUAL |  |  |  |  | 0 | 0 | 0 | 1512 | CF | EA |  |  |  | 11 | 246 25 | US |  | WWW.HOCHIKIAMERICA.COM | 0 | NONE | 30 | AF |  |  |  | LN | WD | HT | P |  |  | D | D | D | D
GS-07F-308AA | 0100-04520 | HOCHIKI AMERICA | NETWORK ANNUNCIATOR W/TRIM RING (RED) | 0100-04520 | NETWORK ANNUNCIATOR W/TRIM RING (RED) |  |  |  |  | 0 | 0 | 0 | 563.5 | CF | EA |  |  |  | 3 | 246 25 | US |  | WWW.HOCHIKIAMERICA.COM | 0 | NONE | 30 | AF |  |  |  | LN | WD | HT | P |  |  | D | D | D | D
GS-07F-308AA | 0100-04530 | HOCHIKI AMERICA | NETWORK ANNUNCIATOR W/TRIM RING (CHARCOA | 0100-04530 | NETWORK ANNUNCIATOR W/TRIM RING (CHARCOAL) |  |  |  |  | 0 | 0 | 0 | 563.5 | CF | EA |  |  |  | 3 | 246 25 | US |  | WWW.HOCHIKIAMERICA.COM | 0 | NONE | 30 | AF |  |  |  | LN | WD | HT | P |  |  | D | D | D | D
GS-07F-308AA | 0100-03685 | HOCHIKI AMERICA | 25 WATT VOICE EXPANDER PANEL WITHOUT DMR | 0100-03685 | 25 WATT VOICE EXPANDER PANEL WITHOUT DMR OR MICROPHONE - TEMPORAL PATTERN, P0WER SUPPLY AND BATTERY CHARGER, ONE SPEAKER CIRCUIT, GRAY CABINET |  |  |  |  | 0 | 0 | 0 | 1044 | CF | EA |  |  |  | 16 | 246 25 | US |  | WWW.HOCHIKIAMERICA.COM | 0 | NONE | 30 | AF |  |  |  | LN | WD | HT | P |  |  | D | D | D | D
GS-07F-308AA | 0100-04028 | HOCHIKI AMERICA | 25-WATT EXPANDER PANEL W/O DMR OR PAGING | 0100-04028 | 25-WATT EXPANDER PANEL W/O DMR OR PAGING MICROPHONE. RED |  |  |  |  | 0 | 0 | 0 | 1044 | CF | EA |  |  |  | 16 | 246 25 | US |  | WWW.HOCHIKIAMERICA.COM | 0 | NONE | 30 | AF |  |  |  | LN | WD | HT | P |  |  | D | D | D | D
GS-07F-308AA | 0100-04140 | HOCHIKI AMERICA | 26 X 42 X 6" W-H-D CABINET, GRAY | 0100-04140 | 26 X 42 X 6" W-H-D CABINET, GRAY |  |  |  |  | 0 | 0 | 0 | 6552 | CF | EA |  |  |  | 31 | 246 25 | US |  | WWW.HOCHIKIAMERICA.COM | 0 | NONE | 30 | AF |  |  |  | LN | WD | HT | P |  |  | D | D | D | D
GS-07F-308AA | 0100-04022 | HOCHIKI AMERICA | 25 WATT EXPANDER PANEL WITH MICROPHONE, | 0100-04022 | 25 WATT EXPANDER PANEL WITH MICROPHONE, WITHOUT DMR, GRAY |  |  |  |  | 0 | 0 | 0 | 1044 | CF | EA |  |  |  | 16 | 246 25 | US |  | WWW.HOCHIKIAMERICA.COM | 0 | NONE | 30 | AF |  |  |  | LN | WD | HT | P |  |  | D | D | D | D
GS-07F-308AA | 0100-04026 | HOCHIKI AMERICA | 25 WATT EXPANDER PANEL WITH MICROPHONE, | 0100-04026 | 25 WATT EXPANDER PANEL WITH MICROPHONE, WITHOUT DMR, RED |  |  |  |  | 0 | 0 | 0 | 1044 | CF | EA |  |  |  | 16 | 246 25 | US |  | WWW.HOCHIKIAMERICA.COM | 0 | NONE | 30 | AF |  |  |  | LN | WD | HT | P |  |  | D | D | D | D
GS-07F-308AA | 0700-01430 | HOCHIKI AMERICA | SOLO 461 (1) 460 HEAT TESTER, (1) 725 CH | 0700-01430 | SOLO 461 (1) 460 HEAT TESTER, (1) 725 CHARGER, (2) 720 BATTERY |  |  |  |  | 0 | 0 | 0 | 1064 | CF | EA |  |  |  | 7 | 246 25 | US |  | WWW.HOCHIKIAMERICA.COM | 0 | NONE | 30 | AF |  |  |  | LN | WD | HT | P |  |  | D | D | D | D
GS-07F-308AA | 0100-03665 | HOCHIKI AMERICA | 50 WATT EXPANDER MODULE (NO MICROPHONE, | 0100-03665 | 50 WATT EXPANDER MODULE (NO MICROPHONE, NO DMR) |  |  |  |  | 0 | 0 | 0 | 3990 | CF | EA |  |  |  | 48 | 246 25 | US |  | WWW.HOCHIKIAMERICA.COM | 0 | NONE | 30 | AF |  |  |  | LN | WD | HT | P |  |  | D | D | D | D
GS-07F-308AA | 0100-03668 | HOCHIKI AMERICA | 50 WATT EXPANDER MODULE WITH MICROPHONE. | 0100-03668 | 50 WATT EXPANDER MODULE WITH MICROPHONE. NO DMR) |  |  |  |  | 0 | 0 | 0 | 3990 | CF | EA |  |  |  | 48 | 246 25 | US |  | WWW.HOCHIKIAMERICA.COM | 0 | NONE | 30 | AF |  |  |  | LN | WD | HT | P |  |  | D | D | D | D
GS-07F-308AA | 0100-04375 | HOCHIKI AMERICA | ANALOG/ ADDRESSABLE FIRE CONTROL PANEL ( | 0100-04375 | ANALOG/ ADDRESSABLE FIRE CONTROL PANEL (2 LOOP/4AMP PS), RED |  |  |  |  | 0 | 0 | 0 | 3888 | CF | EA |  |  |  | 31 | 246 25 | US |  | WWW.HOCHIKIAMERICA.COM | 0 | NONE | 30 | AF |  |  |  | LN | WD | HT | P |  |  | D | D | D | D
GS-07F-308AA | 0100-04395 | HOCHIKI AMERICA | ANALOG/ ADDRESSABLE FIRE CONTROL PANEL ( | 0100-04395 | ANALOG/ ADDRESSABLE FIRE CONTROL PANEL (2 LOOP/4AMP PS), CHARCOAL |  |  |  |  | 0 | 0 | 0 | 3888 | CF | EA |  |  |  | 31 | 246 25 | US |  | WWW.HOCHIKIAMERICA.COM | 0 | NONE | 30 | AF |  |  |  | LN | WD | HT | P |  |  | D | D | D | D
GS-07F-308AA | 0100-03662 | HOCHIKI AMERICA | 25 WATT VOICE EVACUATION MODULE WITH MIC | 0100-03662 | 25 WATT VOICE EVACUATION MODULE WITH MICROPHONE |  |  |  |  | 0 | 0 | 0 | 1044 | CF | EA |  |  |  | 20 | 246 25 | US |  | WWW.HOCHIKIAMERICA.COM | 0 | NONE | 30 | AF |  |  |  | LN | WD | HT | P |  |  | D | D | D | D
GS-07F-308AA | 0100-03670 | HOCHIKI AMERICA | 100 WATT EXPANDER MODULE (NO MICROPHONE, | 0100-03670 | 100 WATT EXPANDER MODULE (NO MICROPHONE, NO DMR) |  |  |  |  | 0 | 0 | 0 | 1044 | CF | EA |  |  |  | 20 | 246 25 | US |  | WWW.HOCHIKIAMERICA.COM | 0 | NONE | 30 | AF |  |  |  | LN | WD | HT | P |  |  | D | D | D | D
GS-07F-308AA | 0100-03695 | HOCHIKI AMERICA | 50 WATT VOICE EXPANDER PANEL WITHOUT DMR | 0100-03695 | 50 WATT VOICE EXPANDER PANEL WITHOUT DMR OR MICROPHONE - TEMPORAL PATTERN, P0WER SUPPLY AND BATTERY CHARGER, ONE SPEAKER CIRCUIT, GRAY CABINET |  |  |  |  | 0 | 0 | 0 | 1044 | CF | EA |  |  |  | 16 | 246 25 | US |  | WWW.HOCHIKIAMERICA.COM | 0 | NONE | 30 | AF |  |  |  | LN | WD | HT | P |  |  | D | D | D | D
GS-07F-308AA | 0100-04056 | HOCHIKI AMERICA | 50 WATT EXPANDER PANEL W/O DMR OR MIC R | 0100-04056 | 50 WATT EXPANDER PANEL W/O DMR OR MIC RED CABINET |  |  |  |  | 0 | 0 | 0 | 1044 | CF | EA |  |  |  | 16 | 246 25 | US |  | WWW.HOCHIKIAMERICA.COM | 0 | NONE | 30 | AF |  |  |  | LN | WD | HT | P |  |  | D | D | D | D
GS-07F-308AA | 0100-04630 | HOCHIKI AMERICA | ANALOG/ ADDRESSABLE FIRE CONTROL PANEL ( | 0100-04630 | ANALOG/ ADDRESSABLE FIRE CONTROL PANEL (2 LOOP/4AMP PS) WITH PLEXIGLASS WINDOW, RED |  |  |  |  | 0 | 0 | 0 | 3888 | CF | EA |  |  |  | 31 | 246 25 | US |  | WWW.HOCHIKIAMERICA.COM | 0 | NONE | 30 | AF |  |  |  | LN | WD | HT | P |  |  | D | D | D | D
GS-07F-308AA | 0100-04640 | HOCHIKI AMERICA | ANALOG/ ADDRESSABLE FIRE CONTROL PANEL ( | 0100-04640 | ANALOG/ ADDRESSABLE FIRE CONTROL PANEL (2 LOOP/4AMP PS) WITH PLEXIGLASS WINDOW, CHARCOAL |  |  |  |  | 0 | 0 | 0 | 3888 | CF | EA |  |  |  | 31 | 246 25 | US |  | WWW.HOCHIKIAMERICA.COM | 0 | NONE | 30 | AF |  |  |  | LN | WD | HT | P |  |  | D | D | D | D
GS-07F-308AA | 0100-04016 | HOCHIKI AMERICA | EVAX-25 PANEL, 25 WATT VOICE EVACUATION | 0100-04016 | EVAX-25 PANEL, 25 WATT VOICE EVACUATION PANEL - INCLUDES DMR, TEMPORAL PATTERN, P0WER SUPPLY AND BATTERY CHARGER. STANDARD MESSAGE, MICROPHONE, ONE SPEAKER CIRCUIT, RED CABINET |  |  |  |  | 0 | 0 | 0 | 1044 | CF | EA |  |  |  | 14 | 246 25 | US |  | WWW.HOCHIKIAMERICA.COM | 0 | NONE | 30 | AF |  |  |  | LN | WD | HT | P |  |  | D | D | D | D
GS-07F-308AA | 0100-03680 | HOCHIKI AMERICA | EVAX-25 PANEL, 25 WATT VOICE EVACUATION | 0100-03680 | EVAX-25 PANEL, 25 WATT VOICE EVACUATION PANEL - INCLUDES DMR, TEMPORAL PATTERN, P0WER SUPPLY AND BATTERY CHARGER. STANDARD MESSAGE, MICROPHONE, ONE SPEAKER CIRCUIT, GRAY CABINET |  |  |  |  | 0 | 0 | 0 | 1044 | CF | EA |  |  |  | 15 | 246 25 | US |  | WWW.HOCHIKIAMERICA.COM | 0 | NONE | 30 | AF |  |  |  | LN | WD | HT | P |  |  | D | D | D | D
GS-07F-308AA | 0100-03674 | HOCHIKI AMERICA | 100 WATT EXPANDER MODULE WITH MICROPHONE | 0100-03674 | 100 WATT EXPANDER MODULE WITH MICROPHONE. (NO DMR) |  |  |  |  | 0 | 0 | 0 | 1044 | CF | EA |  |  |  | 20 | 246 25 | US |  | WWW.HOCHIKIAMERICA.COM | 0 | NONE | 30 | AF |  |  |  | LN | WD | HT | P |  |  | D | D | D | D
GS-07F-308AA | 0100-04050 | HOCHIKI AMERICA | 50 WATT EXPANDER PANEL W/ MICROPHONE, W/ | 0100-04050 | 50 WATT EXPANDER PANEL W/ MICROPHONE, W/O DMR, GRAY CABINET |  |  |  |  | 0 | 0 | 0 | 1044 | CF | EA |  |  |  | 16 | 246 25 | US |  | WWW.HOCHIKIAMERICA.COM | 0 | NONE | 30 | AF |  |  |  | LN | WD | HT | P |  |  | D | D | D | D
GS-07F-308AA | 0100-04054 | HOCHIKI AMERICA | 50 WATT EXPANDER PANEL W/ MICROPHONE, W/ | 0100-04054 | 50 WATT EXPANDER PANEL W/ MICROPHONE, W/O DMR, RED CABINET |  |  |  |  | 0 | 0 | 0 | 1044 | CF | EA |  |  |  | 17 | 246 25 | US |  | WWW.HOCHIKIAMERICA.COM | 0 | NONE | 30 | AF |  |  |  | LN | WD | HT | P |  |  | D | D | D | D
GS-07F-308AA | 0500-02520 | HOCHIKI AMERICA | EXPLOSION-PROOF (CLASS I, DIV. 1, GROUPS | 0500-02520 | EXPLOSION-PROOF (CLASS I, DIV. 1, GROUPS B, C, & D) SPEAKER AMPLIFIER 24VDC, 25VRMS |  |  |  |  | 0 | 0 | 0 | 94.5 | CF | EA |  |  |  | 0.95 | 246 25 | US |  | WWW.HOCHIKIAMERICA.COM | 0 | NONE | 30 | AF |  |  |  | LN | WD | HT | P |  |  | D | D | D | D
GS-07F-308AA | 0500-02522 | HOCHIKI AMERICA | EXPLOSION-PROOF (CLASS I, DIV. 1, GROUPS | 0500-02522 | EXPLOSION-PROOF (CLASS I, DIV. 1, GROUPS B, C, & D) SPEAKER AMPLIFIER 24VDC, 70VRMS |  |  |  |  | 0 | 0 | 0 | 94.5 | CF | EA |  |  |  | 0.95 | 246 25 | US |  | WWW.HOCHIKIAMERICA.COM | 0 | NONE | 30 | AF |  |  |  | LN | WD | HT | P |  |  | D | D | D | D
GS-07F-308AA | 0100-04405 | HOCHIKI AMERICA | ANALOG /ADDRESSABLE FIRE CONTROL PANEL ( | 0100-04405 | ANALOG /ADDRESSABLE FIRE CONTROL PANEL (2 LOOP/4AMP PS) W/NETWORK CARD W/MANUAL, RED |  |  |  |  | 0 | 0 | 0 | 3888 | CF | EA |  |  |  | 31 | 246 25 | US |  | WWW.HOCHIKIAMERICA.COM | 0 | NONE | 30 | AF |  |  |  | LN | WD | HT | P |  |  | D | D | D | D
GS-07F-308AA | 0100-04425 | HOCHIKI AMERICA | ANALOG /ADDRESSABLE FIRE CONTROL PANEL ( | 0100-04425 | ANALOG /ADDRESSABLE FIRE CONTROL PANEL (2 LOOP/4AMP PS) W/NETWORK CARD W/MANUAL, CHARCOAL |  |  |  |  | 0 | 0 | 0 | 3888 | CF | EA |  |  |  | 31 | 246 25 | US |  | WWW.HOCHIKIAMERICA.COM | 0 | NONE | 30 | AF |  |  |  | LN | WD | HT | P |  |  | D | D | D | D
GS-07F-308AA | 0100-03705 | HOCHIKI AMERICA | 100 WATT VOICE EXPANDER PANEL WITHOUT DM | 0100-03705 | 100 WATT VOICE EXPANDER PANEL WITHOUT DMR OR MICROPHONE - TEMPORAL PATTERN, P0WER SUPPLY AND BATTERY CHARGER, ONE SPEAKER CIRCUIT, GRAY CABINET |  |  |  |  | 0 | 0 | 0 | 2793 | CF | EA |  |  |  | 34 | 246 25 | US |  | WWW.HOCHIKIAMERICA.COM | 0 | NONE | 30 | AF |  |  |  | LN | WD | HT | P |  |  | D | D | D | D
GS-07F-308AA | 0100-04084 | HOCHIKI AMERICA | 100 WATT EXPANDER PANEL W/O DMR OR MIC | 0100-04084 | 100 WATT EXPANDER PANEL W/O DMR OR MIC RED CABINET |  |  |  |  | 0 | 0 | 0 | 2793 | CF | EA |  |  |  | 34 | 246 25 | US |  | WWW.HOCHIKIAMERICA.COM | 0 | NONE | 30 | AF |  |  |  | LN | WD | HT | P |  |  | D | D | D | D
GS-07F-308AA | 0100-04650 | HOCHIKI AMERICA | ANALOG/ ADDRESSABLE FIRE CONTROL PANEL ( | 0100-04650 | ANALOG/ ADDRESSABLE FIRE CONTROL PANEL (2 LOOP/4AMP PS) WITH PLEXIGLASS WINDOW, W/NETWORK CARD, RED |  |  |  |  | 0 | 0 | 0 | 3888 | CF | EA |  |  |  | 31 | 246 25 | US |  | WWW.HOCHIKIAMERICA.COM | 0 | NONE | 30 | AF |  |  |  | LN | WD | HT | P |  |  | D | D | D | D
GS-07F-308AA | 0100-04660 | HOCHIKI AMERICA | ANALOG/ ADDRESSABLE FIRE CONTROL PANEL ( | 0100-04660 | ANALOG/ ADDRESSABLE FIRE CONTROL PANEL (2 LOOP/4AMP PS) WITH PLEXIGLASS WINDOW, W/NETWORK CARD, CHARCOAL |  |  |  |  | 0 | 0 | 0 | 3888 | CF | EA |  |  |  | 31 | 246 25 | US |  | WWW.HOCHIKIAMERICA.COM | 0 | NONE | 30 | AF |  |  |  | LN | WD | HT | P |  |  | D | D | D | D
GS-07F-308AA | 0100-03666 | HOCHIKI AMERICA | 50 WATT VOICE EVACUATION MODULE WITH MIC | 0100-03666 | 50 WATT VOICE EVACUATION MODULE WITH MICROPHONE |  |  |  |  | 0 | 0 | 0 | 3990 | CF | EA |  |  |  | 48 | 246 25 | US |  | WWW.HOCHIKIAMERICA.COM | 0 | NONE | 30 | AF |  |  |  | LN | WD | HT | P |  |  | D | D | D | D
GS-07F-308AA | 0100-04445 | HOCHIKI AMERICA | ANALOG /ADDRESSABLE FIRE CONTROL PANEL ( | 0100-04445 | ANALOG /ADDRESSABLE FIRE CONTROL PANEL (4 LOOP/4AMP PS) W/MANUAL, RED |  |  |  |  | 0 | 0 | 0 | 3888 | CF | EA |  |  |  | 31 | 246 25 | US |  | WWW.HOCHIKIAMERICA.COM | 0 | NONE | 30 | AF |  |  |  | LN | WD | HT | P |  |  | D | D | D | D
GS-07F-308AA | 0100-04465 | HOCHIKI AMERICA | ANALOG /ADDRESSABLE FIRE CONTROL PANEL ( | 0100-04465 | ANALOG /ADDRESSABLE FIRE CONTROL PANEL (4 LOOP/4AMP PS) W/MANUAL, CHARCOAL |  |  |  |  | 0 | 0 | 0 | 3888 | CF | EA |  |  |  | 31 | 246 25 | US |  | WWW.HOCHIKIAMERICA.COM | 0 | NONE | 30 | AF |  |  |  | LN | WD | HT | P |  |  | D | D | D | D
GS-07F-308AA | 0100-04078 | HOCHIKI AMERICA | 100 WATT EXPANDER PANEL W/ MICROPHONE, W | 0100-04078 | 100 WATT EXPANDER PANEL W/ MICROPHONE, W/O DMR, GRAY |  |  |  |  | 0 | 0 | 0 | 2793 | CF | EA |  |  |  | 34 | 246 25 | US |  | WWW.HOCHIKIAMERICA.COM | 0 | NONE | 30 | AF |  |  |  | LN | WD | HT | P |  |  | D | D | D | D
GS-07F-308AA | 0100-04082 | HOCHIKI AMERICA | 100 WATT EXPANDER PANEL W/ MICROPHONE, W | 0100-04082 | 100 WATT EXPANDER PANEL W/ MICROPHONE, W/O DMR, RED CABINET |  |  |  |  | 0 | 0 | 0 | 2793 | CF | EA |  |  |  | 34 | 246 25 | US |  | WWW.HOCHIKIAMERICA.COM | 0 | NONE | 30 | AF |  |  |  | LN | WD | HT | P |  |  | D | D | D | D
GS-07F-308AA | 0100-06300 | HOCHIKI AMERICA | 2-4 WORKSTATIONS (4 REPEATER PACKAGE) | 0100-06300 | 2-4 WORKSTATIONS (4 REPEATER PACKAGE) |  |  |  |  | 0 | 0 | 0 | 148.5 | CF | EA |  |  |  | 2 | 246 25 | US |  | WWW.HOCHIKIAMERICA.COM | 0 | NONE | 30 | AF |  |  |  | LN | WD | HT | P |  |  | D | D | D | D
GS-07F-308AA | 0100-04012 | HOCHIKI AMERICA | EVAX-25 PANEL WITH 4 SPEAKER ZONES, GRAY | 0100-04012 | EVAX-25 PANEL WITH 4 SPEAKER ZONES, GRAY CABINET |  |  |  |  | 0 | 0 | 0 | 1044 | CF | EA |  |  |  | 14 | 246 25 | US |  | WWW.HOCHIKIAMERICA.COM | 0 | NONE | 30 | AF |  |  |  | LN | WD | HT | P |  |  | D | D | D | D
GS-07F-308AA | 0100-03690 | HOCHIKI AMERICA | 50 WATT VOICE EVACUATION PANEL - INCLUDE | 0100-03690 | 50 WATT VOICE EVACUATION PANEL - INCLUDES DMR, TEMPORAL PATTERN, P0WER SUPPLY AND BATTERY CHARGER. STANDARD MESSAGE, MICROPHONE, ONE SPEAKER CIRCUIT, GRAY CABINET |  |  |  |  | 0 | 0 | 0 | 1044 | CF | EA |  |  |  | 16 | 246 25 | US |  | WWW.HOCHIKIAMERICA.COM | 0 | NONE | 30 | AF |  |  |  | LN | WD | HT | P |  |  | D | D | D | D
GS-07F-308AA | 0100-04040 | HOCHIKI AMERICA | EVAX 50 PANEL. RED CABINET | 0100-04040 | EVAX 50 PANEL. RED CABINET |  |  |  |  | 0 | 0 | 0 | 1044 | CF | EA |  |  |  | 16 | 246 25 | US |  | WWW.HOCHIKIAMERICA.COM | 0 | NONE | 30 | AF |  |  |  | LN | WD | HT | P |  |  | D | D | D | D
GS-07F-308AA | 0200-04400 | HOCHIKI AMERICA | DET SMK SLR-835+NS6-220 W/BASE 60PCS SET | 0200-04400 | DET SMK SLR-835+NS6-220 W/BASE 60PCS SET |  |  |  |  | 0 | 0 | 0 | 4500 | CF | EA |  |  |  | 30 | 246 25 | US |  | WWW.HOCHIKIAMERICA.COM | 0 | NONE | 30 | AF |  |  |  | LN | WD | HT | P |  |  | D | D | D | D
GS-07F-308AA | 0200-04405 | HOCHIKI AMERICA | DET SMK SLR-835W+NS6-220W W/BASE 6OPCS S | 0200-04405 | DET SMK SLR-835W+NS6-220W W/BASE 6OPCS SET |  |  |  |  | 0 | 0 | 0 | 4500 | CF | EA |  |  |  | 30 | 246 25 | US |  | WWW.HOCHIKIAMERICA.COM | 0 | NONE | 30 | AF |  |  |  | LN | WD | HT | P |  |  | D | D | D | D
GS-07F-308AA | 0100-04670 | HOCHIKI AMERICA | ANALOG/ ADDRESSABLE FIRE CONTROL PANEL ( | 0100-04670 | ANALOG/ ADDRESSABLE FIRE CONTROL PANEL (4 LOOP/4AMP PS) WITH PLEXIGLASS WINDOW, RED |  |  |  |  | 0 | 0 | 0 | 3888 | CF | EA |  |  |  | 31 | 246 25 | US |  | WWW.HOCHIKIAMERICA.COM | 0 | NONE | 30 | AF |  |  |  | LN | WD | HT | P |  |  | D | D | D | D
GS-07F-308AA | 0100-04680 | HOCHIKI AMERICA | ANALOG/ ADDRESSABLE FIRE CONTROL PANEL ( | 0100-04680 | ANALOG/ ADDRESSABLE FIRE CONTROL PANEL (4 LOOP/4AMP PS) WITH PLEXIGLASS WINDOW, CHARCOAL |  |  |  |  | 0 | 0 | 0 | 3888 | CF | EA |  |  |  | 31 | 246 25 | US |  | WWW.HOCHIKIAMERICA.COM | 0 | NONE | 30 | AF |  |  |  | LN | WD | HT | P |  |  | D | D | D | D
GS-07F-308AA | 0200-04410 | HOCHIKI AMERICA | DET SMK SLR-24V+NS6-220 W/BASE 6OPCS SET | 0200-04410 | DET SMK SLR-24V+NS6-220 W/BASE 6OPCS SET |  |  |  |  | 0 | 0 | 0 | 4500 | CF | EA |  |  |  | 30 | 246 25 | US |  | WWW.HOCHIKIAMERICA.COM | 0 | NONE | 30 | AF |  |  |  | LN | WD | HT | P |  |  | D | D | D | D
GS-07F-308AA | 0100-03672 | HOCHIKI AMERICA | 100WATT VOICE EVACUATION MODULE WITH MIC | 0100-03672 | 100WATT VOICE EVACUATION MODULE WITH MICROPHONE |  |  |  |  | 0 | 0 | 0 | 1044 | CF | EA |  |  |  | 20 | 246 25 | US |  | WWW.HOCHIKIAMERICA.COM | 0 | NONE | 30 | AF |  |  |  | LN | WD | HT | P |  |  | D | D | D | D
GS-07F-308AA | 0100-04475 | HOCHIKI AMERICA | ANALOG /ADDRESSABLE FIRE CONTROL PANEL ( | 0100-04475 | ANALOG /ADDRESSABLE FIRE CONTROL PANEL (4 LOOP/4AMP PS) W/NETWORK CARD W/MANUAL, RED |  |  |  |  | 0 | 0 | 0 | 3888 | CF | EA |  |  |  | 31 | 246 25 | US |  | WWW.HOCHIKIAMERICA.COM | 0 | NONE | 30 | AF |  |  |  | LN | WD | HT | P |  |  | D | D | D | D
GS-07F-308AA | 0100-04495 | HOCHIKI AMERICA | ANALOG /ADDRESSABLE FIRE CONTROL PANEL ( | 0100-04495 | ANALOG /ADDRESSABLE FIRE CONTROL PANEL (4 LOOP/4AMP PS) W/NETWORK CARD W/MANUAL, CHARCOAL |  |  |  |  | 0 | 0 | 0 | 3888 | CF | EA |  |  |  | 31 | 246 25 | US |  | WWW.HOCHIKIAMERICA.COM | 0 | NONE | 30 | AF |  |  |  | LN | WD | HT | P |  |  | D | D | D | D
GS-07F-308AA | 0100-04020 | HOCHIKI AMERICA | EVAX-25 PANEL WITH 8 SPEAKER ZONES. RED | 0100-04020 | EVAX-25 PANEL WITH 8 SPEAKER ZONES. RED CABINET |  |  |  |  | 0 | 0 | 0 | 1044 | CF | EA |  |  |  | 14 | 246 25 | US |  | WWW.HOCHIKIAMERICA.COM | 0 | NONE | 30 | AF |  |  |  | LN | WD | HT | P |  |  | D | D | D | D
GS-07F-308AA | 0100-03700 | HOCHIKI AMERICA | 100 WATT VOICE EVACUATION PANEL - INCLUD | 0100-03700 | 100 WATT VOICE EVACUATION PANEL - INCLUDES DMR, TEMPORAL PATTERN, P0WER SUPPLY AND BATTERY CHARGER. STANDARD MESSAGE, MICROPHONE, ONE SPEAKER CIRCUIT, GRAY CABINET |  |  |  |  | 0 | 0 | 0 | 2793 | CF | EA |  |  |  | 34 | 246 25 | US |  | WWW.HOCHIKIAMERICA.COM | 0 | NONE | 30 | AF |  |  |  | LN | WD | HT | P |  |  | D | D | D | D
GS-07F-308AA | 0100-04068 | HOCHIKI AMERICA | EVAX 100 PANEL. RED CABINET | 0100-04068 | EVAX 100 PANEL. RED CABINET |  |  |  |  | 0 | 0 | 0 | 2793 | CF | EA |  |  |  | 34 | 246 25 | US |  | WWW.HOCHIKIAMERICA.COM | 0 | NONE | 30 | AF |  |  |  | LN | WD | HT | P |  |  | D | D | D | D
GS-07F-308AA | 0100-04160 | HOCHIKI AMERICA | DISTRIBUTED PANEL, SINGLE CHANNEL, 25W | 0100-04160 | DISTRIBUTED PANEL, SINGLE CHANNEL, 25W |  |  |  |  | 0 | 0 | 0 | 3990 | CF | EA |  |  |  | 44 | 246 25 | US |  | WWW.HOCHIKIAMERICA.COM | 0 | NONE | 30 | AF |  |  |  | LN | WD | HT | P |  |  | D | D | D | D
GS-07F-308AA | 0100-04690 | HOCHIKI AMERICA | ANALOG/ ADDRESSABLE FIRE CONTROL PANEL ( | 0100-04690 | ANALOG/ ADDRESSABLE FIRE CONTROL PANEL (4 LOOP/4AMP PS) WITH PLEXIGLASS WINDOW, W/NETWORK CARD, RED |  |  |  |  | 0 | 0 | 0 | 3888 | CF | EA |  |  |  | 31 | 246 25 | US |  | WWW.HOCHIKIAMERICA.COM | 0 | NONE | 30 | AF |  |  |  | LN | WD | HT | P |  |  | D | D | D | D
GS-07F-308AA | 0100-04700 | HOCHIKI AMERICA | ANALOG/ ADDRESSABLE FIRE CONTROL PANEL ( | 0100-04700 | ANALOG/ ADDRESSABLE FIRE CONTROL PANEL (4 LOOP/4AMP PS) WITH PLEXIGLASS WINDOW, W/NETWORK CARD, CHARCOAL |  |  |  |  | 0 | 0 | 0 | 3888 | CF | EA |  |  |  | 31 | 246 25 | US |  | WWW.HOCHIKIAMERICA.COM | 0 | NONE | 30 | AF |  |  |  | LN | WD | HT | P |  |  | D | D | D | D
GS-07F-308AA | 0700-01400 | HOCHIKI AMERICA | FIRENET DEMO CASE | 0700-01400 | FIRENET DEMO CASE |  |  |  |  | 0 | 0 | 0 | 7500 | CF | EA |  |  |  | 64 | 246 25 | US |  | WWW.HOCHIKIAMERICA.COM | 0 | NONE | 30 | AF |  |  |  | LN | WD | HT | P |  |  | D | D | D | D
GS-07F-308AA | 0100-04166 | HOCHIKI AMERICA | DISTRIBUTED PANEL, SINGLE CHANNEL, 25W, | 0100-04166 | DISTRIBUTED PANEL, SINGLE CHANNEL, 25W, FIRE PHONE |  |  |  |  | 0 | 0 | 0 | 3990 | CF | EA |  |  |  | 44 | 246 25 | US |  | WWW.HOCHIKIAMERICA.COM | 0 | NONE | 30 | AF |  |  |  | LN | WD | HT | P |  |  | D | D | D | D
GS-07F-308AA | 0100-03510 | HOCHIKI AMERICA | MASTER PANEL, 16 SWITCH / INPUT | 0100-03510 | MASTER PANEL, 16 SWITCH / INPUT |  |  |  |  | 0 | 0 | 0 | 4080 | CF | EA |  |  |  | 40 | 246 25 | US |  | WWW.HOCHIKIAMERICA.COM | 0 | NONE | 30 | AF |  |  |  | LN | WD | HT | P |  |  | D | D | D | D
GS-07F-308AA | 0100-04162 | HOCHIKI AMERICA | DISTRIBUTED PANEL, SINGLE CHANNEL, 50W | 0100-04162 | DISTRIBUTED PANEL, SINGLE CHANNEL, 50W |  |  |  |  | 0 | 0 | 0 | 3990 | CF | EA |  |  |  | 44 | 246 25 | US |  | WWW.HOCHIKIAMERICA.COM | 0 | NONE | 30 | AF |  |  |  | LN | WD | HT | P |  |  | D | D | D | D
GS-07F-308AA | 0100-06310 | HOCHIKI AMERICA | 5-8 WORKSTATIONS (8 REPEATER PACKAGE) | 0100-06310 | 5-8 WORKSTATIONS (8 REPEATER PACKAGE) |  |  |  |  | 0 | 0 | 0 | 148.5 | CF | EA |  |  |  | 2 | 246 25 | US |  | WWW.HOCHIKIAMERICA.COM | 0 | NONE | 30 | AF |  |  |  | LN | WD | HT | P |  |  | D | D | D | D
GS-07F-308AA | 0100-03508 | HOCHIKI AMERICA | MASTER PANEL, 32 SWITCH / INPUT | 0100-03508 | MASTER PANEL, 32 SWITCH / INPUT |  |  |  |  | 0 | 0 | 0 | 4080 | CF | EA |  |  |  | 40 | 246 25 | US |  | WWW.HOCHIKIAMERICA.COM | 0 | NONE | 30 | AF |  |  |  | LN | WD | HT | P |  |  | D | D | D | D
GS-07F-308AA | 0100-04580 | HOCHIKI AMERICA | FIRENET GRAPHIX SOFTWARE PACKAGE- 1 TO 4 | 0100-04580 | FIRENET GRAPHIX SOFTWARE PACKAGE- 1 TO 4 NODES |  |  |  |  | 0 | 0 | 0 | 148.5 | CF | EA |  |  |  | 2 | 246 25 | US |  | WWW.HOCHIKIAMERICA.COM | 0 | NONE | 30 | AF |  |  |  | LN | WD | HT | P |  |  | D | D | D | D
GS-07F-308AA | 0100-04168 | HOCHIKI AMERICA | DISTRIBUTED PANEL, SINGLE CHANNEL, 50W, | 0100-04168 | DISTRIBUTED PANEL, SINGLE CHANNEL, 50W, FIRE PHONE |  |  |  |  | 0 | 0 | 0 | 3990 | CF | EA |  |  |  | 44 | 246 25 | US |  | WWW.HOCHIKIAMERICA.COM | 0 | NONE | 30 | AF |  |  |  | LN | WD | HT | P |  |  | D | D | D | D
GS-07F-308AA | 0100-04164 | HOCHIKI AMERICA | DISTRIBUTED PANEL, SINGLE CHANNEL, 100W | 0100-04164 | DISTRIBUTED PANEL, SINGLE CHANNEL, 100W |  |  |  |  | 0 | 0 | 0 | 3990 | CF | EA |  |  |  | 44 | 246 25 | US |  | WWW.HOCHIKIAMERICA.COM | 0 | NONE | 30 | AF |  |  |  | LN | WD | HT | P |  |  | D | D | D | D
GS-07F-308AA | 0100-03520 | HOCHIKI AMERICA | DISTRIBUTED PANEL, DUAL CHANNEL, 25W | 0100-03520 | DISTRIBUTED PANEL, DUAL CHANNEL, 25W |  |  |  |  | 0 | 0 | 0 | 3990 | CF | EA |  |  |  | 44 | 246 25 | US |  | WWW.HOCHIKIAMERICA.COM | 0 | NONE | 30 | AF |  |  |  | LN | WD | HT | P |  |  | D | D | D | D
GS-07F-308AA | 0100-03514 | HOCHIKI AMERICA | MASTER PANEL, 16 SWITCH / INPUT, MASTER | 0100-03514 | MASTER PANEL, 16 SWITCH / INPUT, MASTER FIRE PHONE |  |  |  |  | 0 | 0 | 0 | 4080 | CF | EA |  |  |  | 40 | 246 25 | US |  | WWW.HOCHIKIAMERICA.COM | 0 | NONE | 30 | AF |  |  |  | LN | WD | HT | P |  |  | D | D | D | D
GS-07F-308AA | 0100-03509 | HOCHIKI AMERICA | MASTER PANEL, 48 SWITCH / INPUT | 0100-03509 | MASTER PANEL, 48 SWITCH / INPUT |  |  |  |  | 0 | 0 | 0 | 4080 | CF | EA |  |  |  | 40 | 246 25 | US |  | WWW.HOCHIKIAMERICA.COM | 0 | NONE | 30 | AF |  |  |  | LN | WD | HT | P |  |  | D | D | D | D
GS-07F-308AA | 0100-04170 | HOCHIKI AMERICA | DISTRIBUTED PANEL, SINGLE CHANNEL, 100W, | 0100-04170 | DISTRIBUTED PANEL, SINGLE CHANNEL, 100W, FIRE PHONE |  |  |  |  | 0 | 0 | 0 | 3990 | CF | EA |  |  |  | 44 | 246 25 | US |  | WWW.HOCHIKIAMERICA.COM | 0 | NONE | 30 | AF |  |  |  | LN | WD | HT | P |  |  | D | D | D | D
GS-07F-308AA | 0100-03715 | HOCHIKI AMERICA | 150 WATT VOICE EXPANDER PANEL WITHOUT DM | 0100-03715 | 150 WATT VOICE EXPANDER PANEL WITHOUT DMR OR MICROPHONE - TEMPORAL PATTERN, P0WER SUPPLY AND BATTERY CHARGER, ONE 100-WATT AND ONE 50-WATT SPEAKER CIRCUIT, GRAY CABINET |  |  |  |  | 0 | 0 | 0 | 3990 | CF | EA |  |  |  | 53 | 246 25 | US |  | WWW.HOCHIKIAMERICA.COM | 0 | NONE | 30 | AF |  |  |  | LN | WD | HT | P |  |  | D | D | D | D
GS-07F-308AA | 0100-03717 | HOCHIKI AMERICA | 150 WATT EXPANDER PANEL W/O DMR OR MIC | 0100-03717 | 150 WATT EXPANDER PANEL W/O DMR OR MIC RED CABINET |  |  |  |  | 0 | 0 | 0 | 2793 | CF | EA |  |  |  | 34 | 246 25 | US |  | WWW.HOCHIKIAMERICA.COM | 0 | NONE | 30 | AF |  |  |  | LN | WD | HT | P |  |  | D | D | D | D
GS-07F-308AA | 0100-03725 | HOCHIKI AMERICA | 200 WATT VOICE EXPANDER PANEL WITHOUT DM | 0100-03725 | 200 WATT VOICE EXPANDER PANEL WITHOUT DMR OR MICROPHONE - TEMPORAL PATTERN, P0WER SUPPLY AND BATTERY CHARGER, TWO 100-WATT SPEAKER CIRCUITS, GRAY CABINET |  |  |  |  | 0 | 0 | 0 | 3990 | CF | EA |  |  |  | 53 | 246 25 | US |  | WWW.HOCHIKIAMERICA.COM | 0 | NONE | 30 | AF |  |  |  | LN | WD | HT | P |  |  | D | D | D | D
GS-07F-308AA | 0100-04176 | HOCHIKI AMERICA | DISTRIBUTED PANEL, DUAL CHANNEL, 25W, FI | 0100-04176 | DISTRIBUTED PANEL, DUAL CHANNEL, 25W, FIRE PHONE |  |  |  |  | 0 | 0 | 0 | 3990 | CF | EA |  |  |  | 44 | 246 25 | US |  | WWW.HOCHIKIAMERICA.COM | 0 | NONE | 30 | AF |  |  |  | LN | WD | HT | P |  |  | D | D | D | D
GS-07F-308AA | 0200-04442 | HOCHIKI AMERICA | HIGH SENSITIVITY SMOKE DETECTION SYSTEM | 0200-04442 | HIGH SENSITIVITY SMOKE DETECTION SYSTEM |  |  |  |  | 0 | 0 | 0 | 1728 | CF | EA |  |  |  | 12 | 246 25 | US |  | WWW.HOCHIKIAMERICA.COM | 0 | NONE | 30 | AF |  |  |  | LN | WD | HT | P |  |  | D | D | D | D
GS-07F-308AA | 0100-03515 | HOCHIKI AMERICA | MASTER PANEL, 32 SWITCH / 16 INPUT, MAST | 0100-03515 | MASTER PANEL, 32 SWITCH / 16 INPUT, MASTER FIRE PHONE |  |  |  |  | 0 | 0 | 0 | 4080 | CF | EA |  |  |  | 40 | 246 25 | US |  | WWW.HOCHIKIAMERICA.COM | 0 | NONE | 30 | AF |  |  |  | LN | WD | HT | P |  |  | D | D | D | D
GS-07F-308AA | 0100-04250 | HOCHIKI AMERICA | 150 WATT EXPANDER PANEL W/ MICROPHONE, W | 0100-04250 | 150 WATT EXPANDER PANEL W/ MICROPHONE, W/O DMR, GRAY |  |  |  |  | 0 | 0 | 0 | 0 | CF | EA |  |  |  | 0 | 246 25 | US |  | WWW.HOCHIKIAMERICA.COM | 0 | NONE | 30 | AF |  |  |  | LN | WD | HT | P |  |  | D | D | D | D
GS-07F-308AA | 0100-04255 | HOCHIKI AMERICA | 150 WATT EXPANDER PANEL W/ MICROPHONE, W | 0100-04255 | 150 WATT EXPANDER PANEL W/ MICROPHONE, W/O DMR, RED CABINET |  |  |  |  | 0 | 0 | 0 | 2793 | CF | EA |  |  |  | 34 | 246 25 | US |  | WWW.HOCHIKIAMERICA.COM | 0 | NONE | 30 | AF |  |  |  | LN | WD | HT | P |  |  | D | D | D | D
GS-07F-308AA | 0100-04290 | HOCHIKI AMERICA | 200 WATT EXPANDER PANEL W/ MICROPHONE, W | 0100-04290 | 200 WATT EXPANDER PANEL W/ MICROPHONE, W/O DMR, GRAY |  |  |  |  | 0 | 0 | 0 | 3990 | CF | EA |  |  |  | 53 | 246 25 | US |  | WWW.HOCHIKIAMERICA.COM | 0 | NONE | 30 | AF |  |  |  | LN | WD | HT | P |  |  | D | D | D | D
GS-07F-308AA | 0100-03511 | HOCHIKI AMERICA | MASTER PANEL, 64 SWITCH / INPUT | 0100-03511 | MASTER PANEL, 64 SWITCH / INPUT |  |  |  |  | 0 | 0 | 0 | 4080 | CF | EA |  |  |  | 40 | 246 25 | US |  | WWW.HOCHIKIAMERICA.COM | 0 | NONE | 30 | AF |  |  |  | LN | WD | HT | P |  |  | D | D | D | D
GS-07F-308AA | 0100-03727 | HOCHIKI AMERICA | 200 WATT EXPANDER PANEL W/O DMR OR MIC | 0100-03727 | 200 WATT EXPANDER PANEL W/O DMR OR MIC RED CABINET |  |  |  |  | 0 | 0 | 0 | 2793 | CF | EA |  |  |  | 34 | 246 25 | US |  | WWW.HOCHIKIAMERICA.COM | 0 | NONE | 30 | AF |  |  |  | LN | WD | HT | P |  |  | D | D | D | D
GS-07F-308AA | 0100-03516 | HOCHIKI AMERICA | MASTER PANEL, 48 SWITCH / 32 INPUT, MAST | 0100-03516 | MASTER PANEL, 48 SWITCH / 32 INPUT, MASTER FIRE PHONE |  |  |  |  | 0 | 0 | 0 | 4080 | CF | EA |  |  |  | 40 | 246 25 | US |  | WWW.HOCHIKIAMERICA.COM | 0 | NONE | 30 | AF |  |  |  | LN | WD | HT | P |  |  | D | D | D | D
GS-07F-308AA | 0100-04590 | HOCHIKI AMERICA | FIRENET GRAPHIX SOFTWARE PACKAGE- 5 TO 8 | 0100-04590 | FIRENET GRAPHIX SOFTWARE PACKAGE- 5 TO 8 NODES |  |  |  |  | 0 | 0 | 0 | 148.5 | CF | EA |  |  |  | 2 | 246 25 | US |  | WWW.HOCHIKIAMERICA.COM | 0 | NONE | 30 | AF |  |  |  | LN | WD | HT | P |  |  | D | D | D | D
GS-07F-308AA | 0100-03710 | HOCHIKI AMERICA | 150 WATT VOICE EVACUATION PANEL - INCLUD | 0100-03710 | 150 WATT VOICE EVACUATION PANEL - INCLUDES DMR, TEMPORAL PATTERN, P0WER SUPPLY AND BATTERY CHARGER. STANDARD MESSAGE, MICROPHONE, ONE 100 WATT SPEAKER CIRCUIT AND ONE 50-WATT SPEAKER CIRCUIT, GRAY CABINET |  |  |  |  | 0 | 0 | 0 | 3990 | CF | EA |  |  |  | 53 | 246 25 | US |  | WWW.HOCHIKIAMERICA.COM | 0 | NONE | 30 | AF |  |  |  | LN | WD | HT | P |  |  | D | D | D | D
GS-07F-308AA | 0100-03712 | HOCHIKI AMERICA | EVAX 150 PANEL. RED CABINET | 0100-03712 | EVAX 150 PANEL. RED CABINET |  |  |  |  | 0 | 0 | 0 | 2793 | CF | EA |  |  |  | 34 | 246 25 | US |  | WWW.HOCHIKIAMERICA.COM | 0 | NONE | 30 | AF |  |  |  | LN | WD | HT | P |  |  | D | D | D | D
GS-07F-308AA | 0100-04295 | HOCHIKI AMERICA | 200 WATT EXPANDER PANEL W/ MICROPHONE, W | 0100-04295 | 200 WATT EXPANDER PANEL W/ MICROPHONE, W/O DMR, RED CABINET |  |  |  |  | 0 | 0 | 0 | 2793 | CF | EA |  |  |  | 34 | 246 25 | US |  | WWW.HOCHIKIAMERICA.COM | 0 | NONE | 30 | AF |  |  |  | LN | WD | HT | P |  |  | D | D | D | D
GS-07F-308AA | 0100-03512 | HOCHIKI AMERICA | MASTER PANEL, 80 SWITCH / INPUT | 0100-03512 | MASTER PANEL, 80 SWITCH / INPUT |  |  |  |  | 0 | 0 | 0 | 4080 | CF | EA |  |  |  | 40 | 246 25 | US |  | WWW.HOCHIKIAMERICA.COM | 0 | NONE | 30 | AF |  |  |  | LN | WD | HT | P |  |  | D | D | D | D
GS-07F-308AA | 0100-04172 | HOCHIKI AMERICA | DISTRIBUTED PANEL, DUAL CHANNEL, 50W | 0100-04172 | DISTRIBUTED PANEL, DUAL CHANNEL, 50W |  |  |  |  | 0 | 0 | 0 | 3990 | CF | EA |  |  |  | 44 | 246 25 | US |  | WWW.HOCHIKIAMERICA.COM | 0 | NONE | 30 | AF |  |  |  | LN | WD | HT | P |  |  | D | D | D | D
GS-07F-308AA | 0100-03517 | HOCHIKI AMERICA | MASTER PANEL, 64 SWITCH / 32 INPUT, MAST | 0100-03517 | MASTER PANEL, 64 SWITCH / 32 INPUT, MASTER FIRE PHONE |  |  |  |  | 0 | 0 | 0 | 4080 | CF | EA |  |  |  | 40 | 246 25 | US |  | WWW.HOCHIKIAMERICA.COM | 0 | NONE | 30 | AF |  |  |  | LN | WD | HT | P |  |  | D | D | D | D
GS-07F-308AA | 0100-03720 | HOCHIKI AMERICA | 200 WATT VOICE EVACUATION PANEL - INCLUD | 0100-03720 | 200 WATT VOICE EVACUATION PANEL - INCLUDES DMR, TEMPORAL PATTERN, P0WER SUPPLY AND BATTERY CHARGER. STANDARD MESSAGE, MICROPHONE, TWO 100 WATT SPEAKER CIRCUITS, GRAY CABINET |  |  |  |  | 0 | 0 | 0 | 3990 | CF | EA |  |  |  | 53 | 246 25 | US |  | WWW.HOCHIKIAMERICA.COM | 0 | NONE | 30 | AF |  |  |  | LN | WD | HT | P |  |  | D | D | D | D
GS-07F-308AA | 0100-03722 | HOCHIKI AMERICA | EVAX 200 PANEL. RED CABINET | 0100-03722 | EVAX 200 PANEL. RED CABINET |  |  |  |  | 0 | 0 | 0 | 2793 | CF | EA |  |  |  | 34 | 246 25 | US |  | WWW.HOCHIKIAMERICA.COM | 0 | NONE | 30 | AF |  |  |  | LN | WD | HT | P |  |  | D | D | D | D
GS-07F-308AA | 0100-03513 | HOCHIKI AMERICA | MASTER PANEL, 96 SWITCH / INPUT | 0100-03513 | MASTER PANEL, 96 SWITCH / INPUT |  |  |  |  | 0 | 0 | 0 | 4080 | CF | EA |  |  |  | 40 | 246 25 | US |  | WWW.HOCHIKIAMERICA.COM | 0 | NONE | 30 | AF |  |  |  | LN | WD | HT | P |  |  | D | D | D | D
GS-07F-308AA | 0100-04178 | HOCHIKI AMERICA | DISTRIBUTED PANEL, DUAL CHANNEL, 50W, FI | 0100-04178 | DISTRIBUTED PANEL, DUAL CHANNEL, 50W, FIRE PHONE |  |  |  |  | 0 | 0 | 0 | 3990 | CF | EA |  |  |  | 44 | 246 25 | US |  | WWW.HOCHIKIAMERICA.COM | 0 | NONE | 30 | AF |  |  |  | LN | WD | HT | P |  |  | D | D | D | D
GS-07F-308AA | 0100-04600 | HOCHIKI AMERICA | FIRENET GRAPHIX SOFTWARE PACKAGE- 9 TO 1 | 0100-04600 | FIRENET GRAPHIX SOFTWARE PACKAGE- 9 TO 16 NODES |  |  |  |  | 0 | 0 | 0 | 148.5 | CF | EA |  |  |  | 2 | 246 25 | US |  | WWW.HOCHIKIAMERICA.COM | 0 | NONE | 30 | AF |  |  |  | LN | WD | HT | P |  |  | D | D | D | D
GS-07F-308AA | 0100-03518 | HOCHIKI AMERICA | MASTER PANEL, 80 SWITCH / 48 INPUT, MAST | 0100-03518 | MASTER PANEL, 80 SWITCH / 48 INPUT, MASTER FIRE PHONE |  |  |  |  | 0 | 0 | 0 | 4080 | CF | EA |  |  |  | 40 | 246 25 | US |  | WWW.HOCHIKIAMERICA.COM | 0 | NONE | 30 | AF |  |  |  | LN | WD | HT | P |  |  | D | D | D | D
GS-07F-308AA | 0100-04174 | HOCHIKI AMERICA | DISTRIBUTED PANEL, DUAL CHANNEL, 100W | 0100-04174 | DISTRIBUTED PANEL, DUAL CHANNEL, 100W |  |  |  |  | 0 | 0 | 0 | 3990 | CF | EA |  |  |  | 44 | 246 25 | US |  | WWW.HOCHIKIAMERICA.COM | 0 | NONE | 30 | AF |  |  |  | LN | WD | HT | P |  |  | D | D | D | D
GS-07F-308AA | 0100-04182 | HOCHIKI AMERICA | DISTRIBUTED PANEL, SINGLE CHANNEL, 100 W | 0100-04182 | DISTRIBUTED PANEL, SINGLE CHANNEL, 100 WATTS - 16 AUDIO CIRCUITS - 42 x26 x 6" CABINET |  |  |  |  | 0 | 0 | 0 | 6552 | CF | EA |  |  |  | 30 | 246 25 | US |  | WWW.HOCHIKIAMERICA.COM | 0 | NONE | 30 | AF |  |  |  | LN | WD | HT | P |  |  | D | D | D | D
GS-07F-308AA | 0100-03519 | HOCHIKI AMERICA | MASTER PANEL, 96 SWITCH / 48 INPUT, MAST | 0100-03519 | MASTER PANEL, 96 SWITCH / 48 INPUT, MASTER FIRE PHONE |  |  |  |  | 0 | 0 | 0 | 4080 | CF | EA |  |  |  | 40 | 246 25 | US |  | WWW.HOCHIKIAMERICA.COM | 0 | NONE | 30 | AF |  |  |  | LN | WD | HT | P |  |  | D | D | D | D
GS-07F-308AA | 0100-04610 | HOCHIKI AMERICA | FIRENET GRAPHIX SOFTWARE PACKAGE- 17 TO | 0100-04610 | FIRENET GRAPHIX SOFTWARE PACKAGE- 17 TO 32 NODES |  |  |  |  | 0 | 0 | 0 | 148.5 | CF | EA |  |  |  | 2 | 246 25 | US |  | WWW.HOCHIKIAMERICA.COM | 0 | NONE | 30 | AF |  |  |  | LN | WD | HT | P |  |  | D | D | D | D
GS-07F-308AA | 0100-04180 | HOCHIKI AMERICA | DISTRIBUTED PANEL, DUAL CHANNEL, 100W, F | 0100-04180 | DISTRIBUTED PANEL, DUAL CHANNEL, 100W, FIRE PHONE |  |  |  |  | 0 | 0 | 0 | 3990 | CF | EA |  |  |  | 44 | 246 25 | US |  | WWW.HOCHIKIAMERICA.COM | 0 | NONE | 30 | AF |  |  |  | LN | WD | HT | P |  |  | D | D | D | D
GS-07F-308AA | 0100-04186 | HOCHIKI AMERICA | DISTRIBUTED PANEL, SINGLE CHANNEL, 100 W | 0100-04186 | DISTRIBUTED PANEL, SINGLE CHANNEL, 100 WATTS - 16 AUDIO CIRCUITS, 4 FIRE PHONE CIRCUITS - 42 x26 x 6" CABINET |  |  |  |  | 0 | 0 | 0 | 6552 | CF | EA |  |  |  | 30 | 246 25 | US |  | WWW.HOCHIKIAMERICA.COM | 0 | NONE | 30 | AF |  |  |  | LN | WD | HT | P |  |  | D | D | D | D
GS-07F-308AA | 0100-04595 | HOCHIKI AMERICA | FIRENET GRAPHIX SOFTWARE PACKAGE- 33+ NO | 0100-04595 | FIRENET GRAPHIX SOFTWARE PACKAGE- 33+ NODES |  |  |  |  | 0 | 0 | 0 | 148.5 | CF | EA |  |  |  | 2 | 246 25 | US |  | WWW.HOCHIKIAMERICA.COM | 0 | NONE | 30 | AF |  |  |  | LN | WD | HT | P |  |  | D | D | D | D
GS-07F-308AA | 0100-04184 | HOCHIKI AMERICA | DISTRIBUTED PANEL, DUAL CHANNEL, 100 WAT | 0100-04184 | DISTRIBUTED PANEL, DUAL CHANNEL, 100 WATTS - 16 AUDIO CIRCUITS - 42 x26 x 6" CABINET |  |  |  |  | 0 | 0 | 0 | 6552 | CF | EA |  |  |  | 30 | 246 25 | US |  | WWW.HOCHIKIAMERICA.COM | 0 | NONE | 30 | AF |  |  |  | LN | WD | HT | P |  |  | D | D | D | D
GS-07F-308AA | 0100-04188 | HOCHIKI AMERICA | DISTRIBUTED PANEL, DUAL CHANNEL, 100 WAT | 0100-04188 | DISTRIBUTED PANEL, DUAL CHANNEL, 100 WATTS - 16 AUDIO CIRCUITS, 4 FIRE PHONE CIRCUITS - 42 x 26 x 6" CABINET |  |  |  |  | 0 | 0 | 0 | 6552 | CF | EA |  |  |  | 30 | 246 25 | US |  | WWW.HOCHIKIAMERICA.COM | 0 | NONE | 30 | AF |  |  |  | LN | WD | HT | P |  |  | D | D | D | D
GS-07F-308AA | 0100-04300 | HOCHIKI AMERICA | 300 WATT EXPANDER PANEL W/O DMR OR MICRO | 0100-04300 | 300 WATT EXPANDER PANEL W/O DMR OR MICROPHONE (3 - 100 WATT AMPLIFIERS/SPEAKER CIRCUITS), GRAY CABINET |  |  |  |  | 0 | 0 | 0 | 2793 | CF | EA |  |  |  | 34 | 246 25 | US |  | WWW.HOCHIKIAMERICA.COM | 0 | NONE | 30 | AF |  |  |  | LN | WD | HT | P |  |  | D | D | D | D
GS-07F-308AA | 0100-04310 | HOCHIKI AMERICA | 300 WATT EXPANDER PANEL W/O DMR OR MICRO | 0100-04310 | 300 WATT EXPANDER PANEL W/O DMR OR MICROPHONE, RED CABINET |  |  |  |  | 0 | 0 | 0 | 2793 | CF | EA |  |  |  | 34 | 246 25 | US |  | WWW.HOCHIKIAMERICA.COM | 0 | NONE | 30 | AF |  |  |  | LN | WD | HT | P |  |  | D | D | D | D
GS-07F-308AA | 0100-04320 | HOCHIKI AMERICA | 400 WATT EXPANDER PANEL W/O DMR OR MICRO | 0100-04320 | 400 WATT EXPANDER PANEL W/O DMR OR MICROPHONE (4 - 100 WATT AMPLIFIERS/SPEAKER CIRCUITS), GRAY CABINET |  |  |  |  | 0 | 0 | 0 | 3990 | CF | EA |  |  |  | 53 | 246 25 | US |  | WWW.HOCHIKIAMERICA.COM | 0 | NONE | 30 | AF |  |  |  | LN | WD | HT | P |  |  | D | D | D | D
GS-07F-308AA | 0100-04325 | HOCHIKI AMERICA | 400 WATT EXPANDER PANEL W/O DMR OR MICRO | 0100-04325 | 400 WATT EXPANDER PANEL W/O DMR OR MICROPHONE, RED CABINET |  |  |  |  | 0 | 0 | 0 | 3990 | CF | EA |  |  |  | 53 | 246 25 | US |  | WWW.HOCHIKIAMERICA.COM | 0 | NONE | 30 | AF |  |  |  | LN | WD | HT | P |  |  | D | D | D | D
GS-07F-308AA | 0100-06950 | HOCHIKI AMERICA | DISTRIBUTED PANEL, DUAL CHANNEL, 200 WAT | 0100-06950 | DISTRIBUTED PANEL, DUAL CHANNEL, 200 WATTS - 16 AUDIO CIRCUITS (4 - 100 WATT AMPLIFIERS) - 42 x 26 x 6" CABINET |  |  |  |  | 0 | 0 | 0 | 6552 | CF | EA |  |  |  | 30 | 246 25 | US |  | WWW.HOCHIKIAMERICA.COM | 0 | NONE | 30 | AF |  |  |  | LN | WD | HT | P |  |  | D | D | D | D
GS-07F-308AA | 0100-04330 | HOCHIKI AMERICA | 500 WATT EXPANDER PANEL W/O DMR OR MICRO | 0100-04330 | 500 WATT EXPANDER PANEL W/O DMR OR MICROPHONE (5 - 100 WATT AMPLIFIERS/SPEAKER CIRCUITS), GRAY CABINET |  |  |  |  | 0 | 0 | 0 | 3990 | CF | EA |  |  |  | 53 | 246 25 | US |  | WWW.HOCHIKIAMERICA.COM | 0 | NONE | 30 | AF |  |  |  | LN | WD | HT | P |  |  | D | D | D | D
GS-07F-308AA | 0100-04335 | HOCHIKI AMERICA | 500 WATT EXPANDER PANEL W/O DMR OR MICRO | 0100-04335 | 500 WATT EXPANDER PANEL W/O DMR OR MICROPHONE, RED CABINET |  |  |  |  | 0 | 0 | 0 | 2793 | CF | EA |  |  |  | 34 | 246 25 | US |  | WWW.HOCHIKIAMERICA.COM | 0 | NONE | 30 | AF |  |  |  | LN | WD | HT | P |  |  | D | D | D | D
GS-07F-308AA | 0100-06960 | HOCHIKI AMERICA | DISTRIBUTED PANEL, DUAL CHANNEL, 200 WAT | 0100-06960 | DISTRIBUTED PANEL, DUAL CHANNEL, 200 WATTS - 16 AUDIO CIRCUITS (4 - 100 WATT AMPLIFIERS), 4 FIRE PHONE CKTS - 42 x 26 x 6" CABINET |  |  |  |  | 0 | 0 | 0 | 6552 | CF | EA |  |  |  | 30 | 246 25 | US |  | WWW.HOCHIKIAMERICA.COM | 0 | NONE | 30 | AF |  |  |  | LN | WD | HT | P |  |  | D | D | D | D
GS-07F-308AA | 0100-04340 | HOCHIKI AMERICA | 600 WATT EXPANDER PANEL W/O DMR OR MICRO | 0100-04340 | 600 WATT EXPANDER PANEL W/O DMR OR MICROPHONE (6 - 100 WATT AMPLIFIERS/SPEAKER CIRCUITS), GRAY CABINET |  |  |  |  | 0 | 0 | 0 | 3990 | CF | EA |  |  |  | 53 | 246 25 | US |  | WWW.HOCHIKIAMERICA.COM | 0 | NONE | 30 | AF |  |  |  | LN | WD | HT | P |  |  | D | D | D | D
GS-07F-308AA | 0100-04345 | HOCHIKI AMERICA | 600 WATT EXPANDER PANEL W/O DMR OR MICRO | 0100-04345 | 600 WATT EXPANDER PANEL W/O DMR OR MICROPHONE, RED CABINET |  |  |  |  | 0 | 0 | 0 | 2793 | CF | EA |  |  |  | 34 | 246 25 | US |  | WWW.HOCHIKIAMERICA.COM | 0 | NONE | 30 | AF |  |  |  | LN | WD | HT | P |  |  | D | D | D | D