540-16 | Marcom | V000LDS9EO | MC-V000LDS9EO | N/A | Working with Lead Exposure in General Industry DVD Program | MARCOM&reg; Industrial Training Manual. This Working with Lead Exposure in General Industry DVD Program addresses the major areas of employee training required by the regulation. Because of the widespread historical use of lead-based paints, as well as other materials containing lead, this program is useful to a number of different groups including building/construction companies, manufacturers, recyclers and many others. Created specifically for OSHA's Lead Standard (for General Industry), the DVD program is designed for employees in general industry environments where lead and lead-based materials are found. The DVD program includes information on contents of the standards, measurement concepts to include Permissible Exposure Limits (PEL), Time Weighted Average (TWA), and action levels, exposure assessment and monitoring, methods of compliance, hygiene and housekeeping, medical surveillance, and more. The DVD program comes with a comprehensive leader's guide, reproducible scheduling and attendance form, employee quiz, training certificate and training log.Topic: Lead Standard Language: English Classification: Regulatory Compliance Length (Minutes): 21 Year Produced: 2004 Publisher: MARCOM Group Ltd. Media Type: DVD | EA | N/A | N/A | 238 | All Commercial Customers | 0% | 5% | 5% | 226.1 | 227.8086 | 6-11 of Same Item 10% off ¦ 12+ of same Item 15% off | 7 days | Destination | USA
540-16 | Marcom | V000LSD9ER | MC-V000LSD9ER | N/A | OSHA Laboratory Standard A Refresher Program DVD Program | MARCOM&reg; Industrial Training Manual. This OSHA Laboratory Standard DVD Refresher Program gives employees the information they need to refresh their knowledge of OSHA regulations. as cost effectively as possible. All of OSHA's recent regulations not only call for employees to receive initial training, but require that employees knowledge be refreshed. through retraining. on at least an annual basis. Since the detailed information that is required by the regulations has normally been given to employees during their initial training, retraining sessions can usually focus on things like reminding employees that they should be paying attention to the regulation in question. and heightening their awareness about how the regulation affects their jobs. The DVD program includes information on general information about the safety or health issue the regulation addresses, the basics of the regulation itself, major compliance requirements, safe work practices, personal protective equipment, and more. The DVD program comes with a comprehensive leader's guide, reproducible scheduling and attendance form, employee quiz, training certificate and training log.Topic: Laboratory Standard Language: English Classification: Regulatory Compliance Length (Minutes): 13 Year Produced: 2004 Publisher: MARCOM Group Ltd. Media Type: DVD | EA | N/A | N/A | 238 | All Commercial Customers | 0% | 5% | 5% | 226.1 | 227.8086 | 6-11 of Same Item 10% off ¦ 12+ of same Item 15% off | 7 days | Destination | USA
540-16 | Marcom | V000MED9EW | MC-V000MED9EW | N/A | Medical Surveillance Program DVD Program | MARCOM&reg; Industrial Training Manual. This Medical Surveillance Program HAZWOPER DVD Program assists facilities in complying with the employee training requirements of OSHA's HAZWOPER regulation (29 CFR 1910.120), and discusses various types of medical surveillance and how it is used to evaluate the health of anyone who regularly works around hazardous materials. Hazardous materials and waste are part of many work situations, and can be found on many types of job sites. OSHA feels that it is so important for employees to know how to recognize these potentially dangerous substances (as well as how to handle and dispose of them properly) they have mandated that anyone working with these substances receive comprehensive training in this area. In 1976, the U.S. Environmental Protection Agency (EPA) issued the Resource Conservation and Recovery Act (RCRA) to regulate the handling of hazardous waste from cradle to grave. Since then other regulations have followed, including OSHA's 29 CFR 1910.120, also known as HAZWOPER. As part of these regulations, there are varying requirements for employee training, depending on an employee's specific level of involvement with hazardous materials. Areas covered in the program include definition of medical surveillance, medical examinations, Permissible Exposure Limits (PELs), the written medical opinion, medical records, and more. The DVD program comes with a comprehensive leader's guide, reproducible scheduling and attendance form, employee quiz, training log and training certificate. The program can be used as the basis for approximately two hours of classroom training.Topic: Medical Surveillance Programs Language: English Classification: Regulatory Compliance Length (Minutes): 11 Year Produced: 2004 Publisher: MARCOM Group Ltd. Media Type: DVD | EA | N/A | N/A | 238 | All Commercial Customers | 0% | 5% | 5% | 226.1 | 227.8086 | 6-11 of Same Item 10% off ¦ 12+ of same Item 15% off | 7 days | Destination | USA
540-16 | Marcom | V000MON9EW | MC-V000MON9EW | N/A | Monitoring Procedures & Equipment DVD Program | MARCOM&reg; Industrial Training Manual. This Monitoring Procedures and Equipment HAZWOPER DVD Program assists facilities in complying with the employee training requirements of OSHA's HAZWOPER regulation (29 CFR 1910.120), and discusses the importance of detecting hazardous materials, as well as the equipment and procedures used in the process. Hazardous materials and waste are part of many work situations, and can be found on many types of job sites. OSHA feels that it is so important for employees to know how to recognize these potentially dangerous substances (as well as how to handle and dispose of them properly) they have mandated that anyone working with these substances receive comprehensive training in this area. In 1976, the U.S. Environmental Protection Agency (EPA) issued the Resource Conservation and Recovery Act (RCRA) to regulate the handling of hazardous waste from cradle to grave. Since then other regulations have followed, including OSHA's 29 CFR 1910.120, also known as HAZWOPER. As part of these regulations, there are varying requirements for employee training, depending on an employee's specific level of involvement with hazardous materials. Areas in the program include detecting hazardous materials, direct-reading monitoring instruments, sampling collection devices, hazards that are Immediately Dangerous to Life and Health (IDLH), confined spaces, general on-site monitoring, perimeter, periodic and personal monitoring, and more. The DVD program comes with a comprehensive leader's guide, reproducible scheduling and attendance form, employee quiz, training log and training certificate. The program can be used as the basis for approximately two hours of classroom training.Topic: Monitoring Procedures and Equipment Language: English Classification: Regulatory Compliance Length (Minutes): 18 Year Produced: 2004 Publisher: MARCOM Group Ltd. Media Type: DVD | EA | N/A | N/A | 238 | All Commercial Customers | 0% | 5% | 5% | 226.1 | 227.8086 | 6-11 of Same Item 10% off ¦ 12+ of same Item 15% off | 7 days | Destination | USA
540-16 | Marcom | V000PNS9EO | MC-V000PNS9EO | N/A | Suspended Scaffolding Safety DVD Program | MARCOM&reg; Industrial Training Manual. This Suspended Scaffolding Safety DVD Program assists facilities of all types in complying with OSHA's Scaffolding regulation (29 CFR 1926.451), and helps employees understand the dangers of working with scaffolds, and how these risks can be minimized by knowing the correct ways to erect, maintain and use scaffolding equipment. Whenever a worker leaves the ground, the risk of an accident occurring increases dramatically. With more than 10,000 scaffold related injuries reported each year, OSHA has mandated that workers be trained on how to safely erect and use these work platforms. This DVD program will help employers meet the training requirements of OSHA's Scaffolding regulation. Areas covered include responsibilities of a scaffold expert, platforms and planking, the danger of power lines, platform hazards, personal fall arrest systems, guarding against falling objects, and more. The DVD program comes with a comprehensive leader's guide, reproducible scheduling and attendance form, employee quiz, training log and training certificate.Topic: Suspended Scaffolding Language: English Classification: Regulatory Compliance Length (Minutes): 20 Year Produced: 2004 Publisher: MARCOM Group Ltd. Media Type: DVD | EA | N/A | N/A | 238 | All Commercial Customers | 0% | 5% | 5% | 226.1 | 227.8086 | 6-11 of Same Item 10% off ¦ 12+ of same Item 15% off | 7 days | Destination | USA
540-16 | Marcom | V000PPS9EO | MC-V000PPS9EO | N/A | Personal Protective Equipment DVD Program | MARCOM&reg; Industrial Training Manual. This Personal Protective Equipment DVD Program has been created specifically to involve employees in the process of understanding the proper use of personal protective equipment and to help facilities in fulfilling OSHA's Personal Protective Equipment Standards (29 CFR,1910. 132, 133, 134,135,136,137,138) training requirements. The DVD program looks at why personal protective equipment is so important and reminds employees of what is available. On-the-job injuries affect all types of people, doing all types of work. Each year hundreds of thousands of workers are injured. at a cost to employers of billions of dollars annually. Studies show that the majority of workplace injuries could be avoided if employees used the proper personal protective equipment. Yet many people have little idea of what protective equipment should be used in their jobs, or how to use it properly. Areas covered in the program include a review of OSHA's Personal Protective Equipment (PPE) Standards, PPE for eye and face hazards, PPE for respiratory hazards, PPE for head hazards, PPE for foot hazards, PPE to guard against electrical hazards, PPE to guard against hand and finger hazards, and more! The DVD program comes with a comprehensive leader's guide, reproducible scheduling and attendance form, employee quiz, training certificate and training log.Topic: Personal Protective Equipment Language: English Classification: Regulatory Compliance Length (Minutes): 25 Year Produced: 2004 Publisher: MARCOM Group Ltd. Media Type: DVD | EA | N/A | N/A | 238 | All Commercial Customers | 0% | 5% | 5% | 226.1 | 227.8086 | 6-11 of Same Item 10% off ¦ 12+ of same Item 15% off | 7 days | Destination | USA
540-16 | Marcom | V000SPS9EO | MC-V000SPS9EO | N/A | Supported Scaffolding Safety DVD Program | MARCOM&reg; Industrial Training Manual. This Supported Scaffolding Safety DVD Program assists facilities of all types in complying with OSHA's Scaffolding regulation (29 CFR 1926.451), and helps employees understand the dangers of working with scaffolds, and how these risks can be minimized by knowing the correct ways to erect, maintain and use scaffolding equipment. Whenever a worker leaves the ground, the risk of an accident occurring increases dramatically. With more than 10,000 scaffold related injuries reported each year, OSHA has mandated that workers be trained on how to safely erect and use these work platforms. This DVD program will help employers meet the training requirements of OSHA's Scaffolding regulation. Areas covered include responsibilities of a scaffold expert, creating a level and stable foundation, platforms and planking, the danger of power lines, ramps and walkways, platform hazards, personal fall arrest systems, guarding against falling objects, and more. The DVD program comes with a comprehensive leader's guide, reproducible scheduling and attendance form, employee quiz, training log and training certificate.Topic: Supported Scaffolding Language: English Classification: Regulatory Compliance Length (Minutes): 23 Year Produced: 2004 Publisher: MARCOM Group Ltd. Media Type: DVD | EA | N/A | N/A | 238 | All Commercial Customers | 0% | 5% | 5% | 226.1 | 227.8086 | 6-11 of Same Item 10% off ¦ 12+ of same Item 15% off | 7 days | Destination | USA
540-11 | Post Guard | ENC 24111 | PG-4X12SB | N/A | Rubber Speed Bump, 4'x12" Easy Rider | Rubber Speed Bump, 4'x12" Easy Rider. Our 4 foot long recycled rubber Easy Rider&reg; speed bumps are easy to install and maintenance free. Molded highly reflective tape ensures that the speed bumps are visible even on a dark night. The speed bumps have a channeled bottom to facilitate drainage as well as to cover cabling or piping. Choose to add optional end caps for a more finished appearance. Install multiple speed bumps end-to-end to make custom lengths.Features of the Easy-Rider Speed Bumps Molded highly reflective tape ensures that the speed bumps are visible even on a dark night. Optional cat's eye reflectors further enhance visibility to alert drivers well in advance. The bumps have a channeled bottom to facilitate drainage as well as to cover cabling or piping. Easy Rider&reg; speed bumps are the ideal maintenance-free parking lot solution. In addition to enhancing parking lot safety, the bumps can lower insurance premiums for lot owners. The Easy Rider&reg; is available in 4' and 6' lengths including end caps to protect the speed bump ends and vehicles. GNR rubber speed bumps are covered by a 3 year warranty. View our installation video for the Easy Rider&reg; Speed Bump Easy Rider&reg; Speed Bumps are: (L) 4' x (W) 12" x (H) 2 1/4" Made of 100% recycled rubber Long lasting and cost efficient Reduces speed to 2-5 mph High visibility at night Simple installation Product can be installed in sections to create varying lengths Will not warp, crack, chip or rot Can be installed on any road surface Resistant to ultraviolet light, moisture, oil, and extreme temperatures Temporary or permanent installation - Relocatable when resurfacing / maintaining road surfaces; products can be stored and re-used Channeled bottom for cabling and piping Lowers insurance premiums for lot owners Maintenance free Warranty: 3 years on the product; 1 year on the tape (under normal use) Applications: Used for the following situations: Safety of pedestrian and vehicle traffic requires improvement To further support and reinforce stop signs in parking lots High risk of accidents on residential streets and in parking lots need to be reduced Permanent or temporary lowering speed of motor vehicles is required Only temporary installation is allowed or required Installation on surfaces where only flexible rubber speed bumps may fully conform to the curvature of the road Technical Specs Product Name: Rubber Speed Bumps 2 1/4" thick Models: 6', 4' long Product description: 1. Material: compression molded composite: 100% recycled rubber and polyurethane prepolymer 2. Physical properties of the rubber composite: a. Density 0.6 oz/cu in (ASTM C642) b. Durometer Hardness 70A &plusmn; 7 (ASTM D2240) c. Tensile Strength 300 psi (ASTM D412) d. Compression deformation 7% at 70psi, 68&deg;F (ASTM D575) e. Brittleness at Low temperature: -40&deg;F (ASTM D746) f. Freeze and thaw when exposed to de-icing chemicals no loss after 50 cycles (ASTM C672) g. Coefficient of thermal expansion: 8 x10-5 in/in/&deg;F (ASTM C531) h. Weathering 70 hours at 158&deg;F (ASTM D573) - hardness retained 100% (&plusmn; 5%) - compressive strength 100% (&plusmn; 5%) - tensile strength 100% (&plusmn; 5%) - elongation retained 100% (&plusmn; 5%) 3. Available models: 6', 4' long 4. Finishing: Black recycled rubber composite with yellow, durable and reflective, in-molded pavement marking tape Components: a)100% recycled rubber from car and truck tires (NR, SBR) b)polyurethane prepolymer c)cat's eyes reflectors d) yellow, durable and reflective in-molded pavement marking tape Extended Information Installation Guide Components Easy Rider&reg; speed bumps 1/2" (diameter), 14" (length) rebar spikes for asphalt or lag bolts with metal shields for concrete - available at GNR What You Need Gloves, safety glasses Traffic cones, drums or barricades for securing the site Mallet Heavy duty electric drill 1/2" masonry bit and, if installed with lag bolts: a masonry bit required for the metal shields - consult bit size on side of shield A drive socket and power tool for installation of the lag bolts The flexible design of the Easy Rider&reg; Speed Bump allows the product to conform to the contour of uneven road surfaces and can be installed on both asphalt and concrete. Installations Instructions for Asphalt: Installation of Easy Rider&reg; Speed Bumps with spikes Step 1. Drill 1/2" diameter holes (3 - 4" in depth) in the asphalt through the product's holes. Step 2. Drive 1/2" rebar spike (14" long) through the holes in the product. Installation Instructions for Concrete: Installation of Easy Rider&reg; Speed Bumps with lag bolts and metal shields Step 1. Use 1/2" or 5/8 lag bolts (5 1/2" long). Step 2. Drill 1/2" diameter pilot holes (3 - 4" in depth) through the product's installation holes. Step 3. Remove the product; re-drill the holes for the diameter and depth required by the metal shields. Step 4. Install the metal shields, re-position the product and bolt with lag bolts. Maintenance Speed bumps require minimal maintenance. Periodically inspect the bolts and tighten if necessary. | EA | N/A | N/A | 143.5 | All Commercial Customers | 0% | 5% | 5% | 136.325 | 137.3552 | 6-11 of Same Item 10% off ¦ 12+ of same Item 15% off | 7 days | Destination | USA
540-11 | Post Guard | ENC 26111 | PG-6X12SB | N/A | Rubber Speed Bump, 6'x12" Easy Rider | Rubber Speed Bump, 6'x12" Easy Rider. Our 6 foot long recycled rubber Easy Rider&reg; speed bumps are easy to install and maintenance free. Molded highly reflective tape ensures that the speed bumps are visible even on a dark night. The speed bumps have a channeled bottom to facilitate drainage as well as to cover cabling or piping. Choose to add optional end caps for a more finished appearance. Install multiple speed bumps end-to-end to make custom lengths.Features of the 6' Easy-Rider Speed Bumps Molded highly reflective tape ensures that the speed bumps are visible even on a dark night. Optional cat's eye reflectors further enhance visibility to alert drivers well in advance. The bumps have a channeled bottom to facilitate drainage as well as to cover cabling or piping. Easy Rider&reg; speed bumps are the ideal maintenance-free parking lot solution. In addition to enhancing parking lot safety, the bumps can lower insurance premiums for lot owners. The Easy Rider&reg; is available in 4' and 6' lengths including end caps to protect the speed bump ends and vehicles. GNR rubber speed bumps are covered by a 3 year warranty. View our installation video for the Easy Rider&reg; Speed Bump Easy Rider&reg; Speed Bumps are: (L) 6' x (W) 12" x (H) 2 1/4" Made of 100% recycled rubber Long lasting and cost efficient Reduces speed to 2-5 mph High visibility at night Simple installation Product can be installed in sections to create varying lengths Will not warp, crack, chip or rot Can be installed on any road surface Resistant to ultraviolet light, moisture, oil, and extreme temperatures Temporary or permanent installation - Relocatable when resurfacing / maintaining road surfaces; products can be stored and re-used Channeled bottom for cabling and piping Lowers insurance premiums for lot owners Maintenance free Warranty: 3 years on the product; 1 year on the tape (under normal use) Applications: Used for the following situations: Safety of pedestrian and vehicle traffic requires improvement To further support and reinforce stop signs in parking lots High risk of accidents on residential streets and in parking lots need to be reduced Permanent or temporary lowering speed of motor vehicles is required Only temporary installation is allowed or required Installation on surfaces where only flexible rubber speed bumps may fully conform to the curvature of the road Technical Specs Product Name: Rubber Speed Bumps 2 1/4" thick Models: 6', 4' long Product description: 1. Material: compression molded composite: 100% recycled rubber and polyurethane prepolymer 2. Physical properties of the rubber composite: a. Density 0.6 oz/cu in (ASTM C642) b. Durometer Hardness 70A &plusmn; 7 (ASTM D2240) c. Tensile Strength 300 psi (ASTM D412) d. Compression deformation 7% at 70psi, 68&deg;F (ASTM D575) e. Brittleness at Low temperature: -40&deg;F (ASTM D746) f. Freeze and thaw when exposed to de-icing chemicals no loss after 50 cycles (ASTM C672) g. Coefficient of thermal expansion: 8 x10-5 in/in/&deg;F (ASTM C531) h. Weathering 70 hours at 158&deg;F (ASTM D573) - hardness retained 100% (&plusmn; 5%) - compressive strength 100% (&plusmn; 5%) - tensile strength 100% (&plusmn; 5%) - elongation retained 100% (&plusmn; 5%) 3. Available models: 6', 4' long 4. Finishing: Black recycled rubber composite with yellow, durable and reflective, in-molded pavement marking tape Components: a)100% recycled rubber from car and truck tires (NR, SBR) b)polyurethane prepolymer c)cat's eyes reflectors d) yellow, durable and reflective in-molded pavement marking tape Extended Information Installation Guide Components Easy Rider&reg; speed bumps 1/2" (diameter), 14" (length) rebar spikes for asphalt or lag bolts with metal shields for concrete - available at GNR What You Need Gloves, safety glasses Traffic cones, drums or barricades for securing the site Mallet Heavy duty electric drill 1/2" masonry bit and, if installed with lag bolts: a masonry bit required for the metal shields - consult bit size on side of shield A drive socket and power tool for installation of the lag bolts The flexible design of the Easy Rider&reg; Speed Bump allows the product to conform to the contour of uneven road surfaces and can be installed on both asphalt and concrete. Installations Instructions for Asphalt: Installation of Easy Rider&reg; Speed Bumps with spikes Step 1. Drill 1/2" diameter holes (3 - 4" in depth) in the asphalt through the product's holes. Step 2. Drive 1/2" rebar spike (14" long) through the holes in the product. Installation Instructions for Concrete: Installation of Easy Rider&reg; Speed Bumps with lag bolts and metal shields Step 1. Use 1/2" or 5/8 lag bolts (5 1/2" long). Step 2. Drill 1/2" diameter pilot holes (3 - 4" in depth) through the product's installation holes. Step 3. Remove the product; re-drill the holes for the diameter and depth required by the metal shields. Step 4. Install the metal shields, re-position the product and bolt with lag bolts. Maintenance Speed bumps require minimal maintenance. Periodically inspect the bolts and tighten if necessary. | EA | N/A | N/A | 199.5 | All Commercial Customers | 0% | 5% | 5% | 189.525 | 190.9572 | 6-11 of Same Item 10% off ¦ 12+ of same Item 15% off | 7 days | Destination | USA
540-11 | Post Guard | BPS10X60 | PG-BPS10X60 | N/A | Premium 10-7/8"x60" Bollard Post Sleeve | Our premium 10-7/8" x 5 foot Bollard Post Sleeve can be cut to your preferred length. Post Guard&reg; sleeves are manufactured using a 1/8" thick High Density Polyethylene (HDPE) with better intermolecular forces, tensile strength and solvent resistance than other leading brands. They contain more ultraviolet and antistatic additives that withstand extreme temperatures and resist fading, so where other bollard post sleeves fade and crack, these will remain attractive and functional for years. Includes all installation materials and a 5 Year guarantee against fading! Call for Lead time all colorsBollard Post Sleeves What makes Post Guard&reg; bollard post sleeves so unique Guaranteed against fading for 5 years -- the best warranty in the business! Installs quickly and easily with included installation kit No tools needed to install Durable, flexible HDPE plastic designed to absorb impact Protects both vehicles and structures from expensive damage Two recessed reflective stripes increase visibility and safety Low cost Bollard Post sleeves are easily trimmed by using a variety of electric and manual cutting tools. Download the Architect Specs PDF Before &amp; After Examples Post Guard Bollard Post Sleeve Colors Whether you call them post covers, bollard covers or post sleeves, they are available in a wide variety of colors. Custom colors, safety warnings, symbols and corporate logos are also available. Post Guard covers are designed with smooth sides and two reflective stripes are recessed near the rounded top. Available in Yellow, Red, Blue, Brown, White, Grey, Black, Orange, Green, and Beige. Reflective striping tape is available in red, white/silver, blue, yellow or black. (Call for special color options) What size Bollard Post Sleeve do I need? Diameter Measures Post Guard Needed 4.5" or less 4.5" Bollard Post Sleeve Greater than 4.5" less than 7" 7" Bollard Post Sleeve Greater than 7" Less than 8 -7/8" 8-7/8" Bollard Post Sleeve Greater than 8-7/8" Less than 10-7/8" 10-7/8" Bollard Post Sleeve Greater than 10-7/8" Less than 13" 13" Bollard Post Sleeve | EA | N/A | N/A | 115.5 | All Commercial Customers | 0% | 5% | 5% | 109.725 | 110.5542 | 6-11 of Same Item 10% off ¦ 12+ of same Item 15% off | 7 days | Destination | USA
540-11 | Post Guard | BPS4X52 | PG-BPS4X52 | N/A | Premium 4.5"x52" Bollard Post Sleeve | Our premium 4.5" x 52" Bollard Post Sleeve can be cut to your preferred length. Post Guard&reg; sleeves are manufactured using a 1/8" thick High Density Polyethylene (HDPE) with better intermolecular forces, tensile strength and solvent resistance than other leading brands. They contain more ultraviolet and antistatic additives that withstand extreme temperatures and resist fading, so where other bollard post sleeves fade and crack, these will remain attractive and functional for years. Includes all installation materials and a 5 Year guarantee against fading! 10 available colors in stock.Bollard Post Sleeves What makes Post Guard&reg; bollard post sleeves so unique? Guaranteed against fading for 5 years -- the best warranty in the business! Installs quickly and easily with included installation kit No tools needed to install Durable, flexible HDPE plastic designed to absorb impact Protects both vehicles and structures from expensive damage Two recessed reflective stripes increase visibility and safety Low cost Bollard Post sleeves are easily trimmed by using a variety of electric and manual cutting tools. Download the Architect Specs PDF Before &amp; After Examples Post Guard Bollard Post Sleeve Colors Whether you call them post covers, bollard covers or post sleeves, they are available in a wide variety of colors. Custom colors, safety warnings, symbols and corporate logos are also available. Post Guard covers are designed with smooth sides and two reflective stripes are recessed near the rounded top. Available in Yellow, Red, Blue, Brown, White, Grey, Black, Orange, Green, and Beige. Reflective striping tape is available in red, white/silver, blue, yellow or black. (Call for special color options) What size Bollard Post Sleeve do I need? Diameter Measures Post Guard Needed 4.5" or less 4.5" Bollard Post Sleeve Greater than 4.5" less than 7" 7" Bollard Post Sleeve Greater than 7" Less than 8 -7/8" 8-7/8" Bollard Post Sleeve Greater than 8-7/8" Less than 10-7/8" 10-7/8" Bollard Post Sleeve Greater than 10-7/8" Less than 13" 13" Bollard Post Sleeve | EA | N/A | N/A | 36.75 | All Commercial Customers | 0% | 5% | 5% | 34.9125 | 35.1763 | 6-11 of Same Item 10% off ¦ 12+ of same Item 15% off | 7 days | Destination | USA
540-11 | Post Guard | BPS4X55SQ | PG-BPS4X55SQ | N/A | Premium Square 4.5"x55" Bollard Post Sleeve | Our premium 4.5" x 55" square Bollard Post Sleeve can be cut to your preferred length. Post Guard&reg; sleeves are manufactured using a 1/8" thick High Density Polyethylene (HDPE) with better intermolecular forces, tensile strength and solvent resistance than other leading brands. They contain more ultraviolet and antistatic additives that withstand extreme temperatures and resist fading, so where other bollard post sleeves fade and crack, these will remain attractive and functional for years. Includes all installation materials and a 5 Year guarantee against fading! Call for Lead time all colorsBollard Post Sleeves What makes Post Guard&reg; bollard post sleeves so unique? Guaranteed against fading for 5 years -- the best warranty in the business! Installs quickly and easily with included installation kit No tools needed to install Durable, flexible HDPE plastic designed to absorb impact Protects both vehicles and structures from expensive damage Two recessed reflective stripes increase visibility and safety Low cost Bollard Post sleeves are easily trimmed by using a variety of electric and manual cutting tools. Download the Architect Specs PDF Before &amp; After Examples Post Guard Bollard Post Sleeve Colors Whether you call them post covers, bollard covers or post sleeves, they are available in a wide variety of colors. Custom colors, safety warnings, symbols and corporate logos are also available. Post Guard covers are designed with smooth sides and two reflective stripes are recessed near the rounded top. Available in Yellow, Red, Blue, Brown, White, Grey, Black, Orange, Green, and Beige. Reflective striping tape is available in red, white/silver, blue, yellow or black. (Call for special color options) What size Bollard Post Sleeve do I need? Diameter Measures Post Guard Needed 4.5" or less 4.5" Bollard Post Sleeve Greater than 4.5" less than 7" 7" Bollard Post Sleeve Greater than 7" Less than 8 -7/8" 8-7/8" Bollard Post Sleeve Greater than 8-7/8" Less than 10-7/8" 10-7/8" Bollard Post Sleeve Greater than 10-7/8" Less than 13" 13" Bollard Post Sleeve | EA | N/A | N/A | 80.5 | All Commercial Customers | 0% | 5% | 5% | 76.475 | 77.0529 | 6-11 of Same Item 10% off ¦ 12+ of same Item 15% off | 7 days | Destination | USA
540-11 | Post Guard | BPS4X64 | PG-BPS4X64 | N/A | Premium 4.5"x64" Bollard Post Sleeve | Our premium 4.5" x 64" Bollard Post Sleeve can be cut to your preferred length. Post Guard&reg; sleeves are manufactured using a 1/8" thick High Density Polyethylene (HDPE) with better intermolecular forces, tensile strength and solvent resistance than other leading brands. They contain more ultraviolet and antistatic additives that withstand extreme temperatures and resist fading, so where other bollard post sleeves fade and crack, these will remain attractive and functional for years. Includes all installation materials and a 5 Year guarantee against fading! 10 available colors in stock.Bollard Post Sleeves What makes Post Guard&reg; bollard post sleeves so unique? Guaranteed against fading for 5 years -- the best warranty in the business! Installs quickly and easily with included installation kit No tools needed to install Durable, flexible HDPE plastic designed to absorb impact Protects both vehicles and structures from expensive damage Two recessed reflective stripes increase visibility and safety Low cost Bollard Post sleeves are easily trimmed by using a variety of electric and manual cutting tools. Download the Architect Specs PDF Before &amp; After Examples Post Guard Bollard Post Sleeve Colors Whether you call them post covers, bollard covers or post sleeves, they are available in a wide variety of colors. Custom colors, safety warnings, symbols and corporate logos are also available. Post Guard covers are designed with smooth sides and two reflective stripes are recessed near the rounded top. Available in Yellow, Red, Blue, Brown, White, Grey, Black, Orange, Green, and Beige. Reflective striping tape is available in red, white/silver, blue, yellow or black. (Call for special color options) What size Bollard Post Sleeve do I need? Diameter Measures Post Guard Needed 4.5" or less 4.5" Bollard Post Sleeve Greater than 4.5" less than 7" 7" Bollard Post Sleeve Greater than 7" Less than 8 -7/8" 8-7/8" Bollard Post Sleeve Greater than 8-7/8" Less than 10-7/8" 10-7/8" Bollard Post Sleeve Greater than 10-7/8" Less than 13" 13" Bollard Post Sleeve | EA | N/A | N/A | 42 | All Commercial Customers | 0% | 5% | 5% | 39.9 | 40.2015 | 6-11 of Same Item 10% off ¦ 12+ of same Item 15% off | 7 days | Destination | USA
540-11 | Post Guard | BPS6X55SQ | PG-BPS6X55SQ | N/A | Premium Square 6.5"x55" Bollard Post Sleeve | Our premium 6.5" x 55" square Bollard Post Sleeve can be cut to your preferred length. Post Guard&reg; sleeves are manufactured using a 1/8" thick High Density Polyethylene (HDPE) with better intermolecular forces, tensile strength and solvent resistance than other leading brands. They contain more ultraviolet and antistatic additives that withstand extreme temperatures and resist fading, so where other bollard post sleeves fade and crack, these will remain attractive and functional for years. Includes all installation materials and a 5 Year guarantee against fading! Call for Lead time all colors.Bollard Post Sleeves What makes Post Guard&reg; bollard post sleeves so unique? Guaranteed against fading for 5 years -- the best warranty in the business! Installs quickly and easily with included installation kit No tools needed to install Durable, flexible HDPE plastic designed to absorb impact Protects both vehicles and structures from expensive damage Two recessed reflective stripes increase visibility and safety Low cost Bollard Post sleeves are easily trimmed by using a variety of electric and manual cutting tools. Download the Architect Specs PDF Before &amp; After Examples Post Guard Bollard Post Sleeve Colors Whether you call them post covers, bollard covers or post sleeves, they are available in a wide variety of colors. Custom colors, safety warnings, symbols and corporate logos are also available. Post Guard covers are designed with smooth sides and two reflective stripes are recessed near the rounded top. Available in Yellow, Red, Blue, Brown, White, Grey, Black, Orange, Green, and Beige. Reflective striping tape is available in red, white/silver, blue, yellow or black. (Call for special color options) What size Bollard Post Sleeve do I need? Diameter Measures Post Guard Needed 4.5" or less 4.5" Bollard Post Sleeve Greater than 4.5" less than 7" 7" Bollard Post Sleeve Greater than 7" Less than 8 -7/8" 8-7/8" Bollard Post Sleeve Greater than 8-7/8" Less than 10-7/8" 10-7/8" Bollard Post Sleeve Greater than 10-7/8" Less than 13" 13" Bollard Post Sleeve | EA | N/A | N/A | 89.25 | All Commercial Customers | 0% | 5% | 5% | 84.7875 | 85.4282 | 6-11 of Same Item 10% off ¦ 12+ of same Item 15% off | 7 days | Destination | USA
540-11 | Post Guard | BPS7X60 | PG-BPS7X60 | N/A | Premium 7"x60" Bollard Post Sleeve | Our premium 7" x 5 foot Bollard Post Sleeve can be cut to your preferred length. Post Guard&reg; sleeves are manufactured using a 1/8" thick High Density Polyethylene (HDPE) with better intermolecular forces, tensile strength and solvent resistance than other leading brands. They contain more ultraviolet and antistatic additives that withstand extreme temperatures and resist fading, so where other bollard post sleeves fade and crack, these will remain attractive and functional for years. Includes all installation materials and a 5 Year guarantee against fading! 10 available colors in stock.Bollard Post Sleeves What makes Post Guard&reg; bollard post sleeves so unique? Guaranteed against fading for 5 years -- the best warranty in the business! Installs quickly and easily with included installation kit No tools needed to install Durable, flexible HDPE plastic designed to absorb impact Protects both vehicles and structures from expensive damage Two recessed reflective stripes increase visibility and safety Low cost Bollard Post sleeves are easily trimmed by using a variety of electric and manual cutting tools. Download the Architect Specs PDF Before &amp; After Examples Post Guard Bollard Post Sleeve Colors Whether you call them post covers, bollard covers or post sleeves, they are available in a wide variety of colors. Custom colors, safety warnings, symbols and corporate logos are also available. Post Guard covers are designed with smooth sides and two reflective stripes are recessed near the rounded top. Available in Yellow, Red, Blue, Brown, White, Grey, Black, Orange, Green, and Beige. Reflective striping tape is available in red, white/silver, blue, yellow or black. (Call for special color options) What size Bollard Post Sleeve do I need? Diameter Measures Post Guard Needed 4.5" or less 4.5" Bollard Post Sleeve Greater than 4.5" less than 7" 7" Bollard Post Sleeve Greater than 7" Less than 8 -7/8" 8-7/8" Bollard Post Sleeve Greater than 8-7/8" Less than 10-7/8" 10-7/8" Bollard Post Sleeve Greater than 10-7/8" Less than 13" 13" Bollard Post Sleeve | EA | N/A | N/A | 47.25 | All Commercial Customers | 0% | 5% | 5% | 44.8875 | 45.2267 | 6-11 of Same Item 10% off ¦ 12+ of same Item 15% off | 7 days | Destination | USA
540-11 | Post Guard | BPS7X72 | PG-BPS7X72 | N/A | Premium 7"x72" Bollard Post Sleeve | Our premium 7" x 6 foot Bollard Post Sleeve can be cut to your preferred length. Post Guard&reg; sleeves are manufactured using a 1/8" thick High Density Polyethylene (HDPE) with better intermolecular forces, tensile strength and solvent resistance than other leading brands. They contain more ultraviolet and antistatic additives that withstand extreme temperatures and resist fading, so where other bollard post sleeves fade and crack, these will remain attractive and functional for years. Includes all installation materials and a 5 Year guarantee against fading! 10 available colors in stock.Bollard Post Sleeves What makes Post Guard&reg; bollard post sleeves so unique? Guaranteed against fading for 5 years -- the best warranty in the business! Installs quickly and easily with included installation kit No tools needed to install Durable, flexible HDPE plastic designed to absorb impact Protects both vehicles and structures from expensive damage Two recessed reflective stripes increase visibility and safety Low cost Bollard Post sleeves are easily trimmed by using a variety of electric and manual cutting tools. Download the Architect Specs PDF Before &amp; After Examples Post Guard Bollard Post Sleeve Colors Whether you call them post covers, bollard covers or post sleeves, they are available in a wide variety of colors. Custom colors, safety warnings, symbols and corporate logos are also available. Post Guard covers are designed with smooth sides and two reflective stripes are recessed near the rounded top. Available in Yellow, Red, Blue, Brown, White, Grey, Black, Orange, Green, and Beige. Reflective striping tape is available in red, white/silver, blue, yellow or black. (Call for special color options) What size Bollard Post Sleeve do I need? Diameter Measures Post Guard Needed 4.5" or less 4.5" Bollard Post Sleeve Greater than 4.5" less than 7" 7" Bollard Post Sleeve Greater than 7" Less than 8 -7/8" 8-7/8" Bollard Post Sleeve Greater than 8-7/8" Less than 10-7/8" 10-7/8" Bollard Post Sleeve Greater than 10-7/8" Less than 13" 13" Bollard Post Sleeve | EA | N/A | N/A | 52.5 | All Commercial Customers | 0% | 5% | 5% | 49.875 | 50.2519 | 6-11 of Same Item 10% off ¦ 12+ of same Item 15% off | 7 days | Destination | USA
540-11 | Post Guard | BPS8X72 | PG-BPS8X72 | N/A | Premium 8-7/8"x72" Bollard Post Sleeve | Our premium 8-7/8" x 6 foot Bollard Post Sleeve can be cut to your preferred length. Post Guard&reg; sleeves are manufactured using a 1/8" thick High Density Polyethylene (HDPE) with better intermolecular forces, tensile strength and solvent resistance than other leading brands. They contain more ultraviolet and antistatic additives that withstand extreme temperatures and resist fading, so where other bollard post sleeves fade and crack, these will remain attractive and functional for years. Includes all installation materials and a 5 Year guarantee against fading! Yellow, Red stock; Lead time required all other colors.Bollard Post Sleeves What makes Post Guard&reg; bollard post sleeves so unique? Guaranteed against fading for 5 years -- the best warranty in the business! Installs quickly and easily with included installation kit No tools needed to install Durable, flexible HDPE plastic designed to absorb impact Protects both vehicles and structures from expensive damage Two recessed reflective stripes increase visibility and safety Low cost Bollard Post sleeves are easily trimmed by using a variety of electric and manual cutting tools. Download the Architect Specs PDF Before &amp; After Examples Post Guard Bollard Post Sleeve Colors Whether you call them post covers, bollard covers or post sleeves, they are available in a wide variety of colors. Custom colors, safety warnings, symbols and corporate logos are also available. Post Guard covers are designed with smooth sides and two reflective stripes are recessed near the rounded top. Available in Yellow, Red, Blue, Brown, White, Grey, Black, Orange, Green, and Beige. Reflective striping tape is available in red, white/silver, blue, yellow or black. (Call for special color options) What size Bollard Post Sleeve do I need? Diameter Measures Post Guard Needed 4.5" or less 4.5" Bollard Post Sleeve Greater than 4.5" less than 7" 7" Bollard Post Sleeve Greater than 7" Less than 8 -7/8" 8-7/8" Bollard Post Sleeve Greater than 8-7/8" Less than 10-7/8" 10-7/8" Bollard Post Sleeve Greater than 10-7/8" Less than 13" 13" Bollard Post Sleeve | EA | N/A | N/A | 98 | All Commercial Customers | 0% | 5% | 5% | 93.1 | 93.8035 | 6-11 of Same Item 10% off ¦ 12+ of same Item 15% off | 7 days | Destination | USA
540-11 | Post Guard | ENC 23500V | PG-MSH | N/A | Rubber Mini Hump Modular Speed Bump | The Safety Rider&reg; rubber mini hump is a unique modular traffic calming device designed to slow traffic while maintaining a continuous traffic flow. The mini hump is constructed of interlocking units with a tongue and groove system. This allows the humps to be linked together to cover the width of any roadway. End caps are available to provide a smooth finish to the ends of the hump. Each standard section is 35.5" L x 19.5" W x 2.1" H, and optional end caps are 35.5" L x 17.5" W x 2.1" H. Approximate Length Sections Required (without end caps) Sections Required (with end caps) 74"-78" (6 - 6.5 feet) 4 2 + 2 end caps 93"-97" (7.5 - 8 feet) 5 3 + 2 end caps 113"-117" (9.5 - 10 feet) 6 4 + 2 end caps 132"-136" (11 - 11.5 feet) 7 5 + 2 end caps 152"-156" (12.5 - 13 feet) 8 6 + 2 end caps The Safety Rider&reg; mini speed bump is constructed from 100% recycled tires. Unlike asphalt humps, our mini humps are preformed for a uniform and consistent profile and a smooth, safe ride. The mini hump speed bumps are simple to install and do not require road closures. Plastic shields are inserted into pre-drilled holes and the units are bolted down to keep from shifting. The Safety Rider&reg; can be easily removed for storage or relocation. Mini speed humps are ideal for slowing traffic in school parking lots and crossings, playground areas, hospitals, parking facilities, and anywhere a slow traffic flow is required. Heavy load bearing truck traffic is ideally facilitated by the Safety Rider&reg; mini hump. Molded highly reflective tape provides optimal visibility even on a dark night, alerting drivers well in advance. Safety Rider&reg;mini hump speed bumps are covered by a 3 year warranty. View our installation video for the Safety Rider&reg; Mini Hump Safety Rider&reg; mini hump speed bumps are: Made of 100% recycled rubber (L) 35.5" x (W) 19.5" x (H) 2.1" Interlocking design expands to any road width Tongue and groove system keeps product firmly in place High visibility with embedded highway tape Easy installation on any paved surface No skilled labor required Lightweight and removable Maintenance free Warranty: 3 years on the product; 1 year on the tape (under normal use) Applications: Used in the following situations: Speeding of motor vehicles create danger and noise pollution Temporary installation is required to test traffic safety programs, during street fairs, or other pedestrian activity events Only temporary installation is allowed due to snow removal Where heavy truck traffic is common Shipping ports for sea cargo Technical Specs General description: Safety Rider&reg; mini humps of required lengths are constructed using the interlocking middle and the end cap modules. The standard foot print dimensions of each module are 35.5" by 19.5". The end caps are with the similar footprint as the middle modules. The weight of the middle modules is 36 lbs each, the end cap modules weights 33 lbs. Each unit is bolted to a paved road surface using six lag bolts 3/8" dia. through a plastic shield installed in the road surface. Dimensions of the modules: width 35.5" (+/- 1/16") length 19.5 (+/- 1/8") thickness 2.1" (+/- 1/8") Material Compression molded 100% recycled rubber and polyurethane composite Physical properties: tensile strength: minimum 500 psi shore hardness: minimum 70A specific gravity 1.1-1.5 Marking: Rubber modules are available in black with yellow or white in-molded reflective tape Warranty A 3 year warranty is provided on all Safety Rider&reg; components installed as per the manufacturer's installation instructions. Extended Information Installation Guide Components Mini Hump unit sections Lag bolts 3/8" diameter, 4" long - 6 per section (included) Plastic shields (anchors), 9/16" diameter 3" long - 6 per section (included) Zinc plated steel washers - 6 per section (included) Installations Tools Chalk Measuring tape Heavy duty hammer drill Drill bits - carbide tip, 9/16" diameter, 10-12" long Tool for installing the plastic shields Hammer Sledge hammer (for final adjustment) 11/16" drive socket with an extension and power tool Street broom Utility knife Crow bars, gooseneck wrecking bars Portable blower for cleaning installation holes Gloves, safety glasses, traffic cones, drums or barricades for securing the site Crew 2-4 installers (depending on the solution installed) Installations Instructions Step 1. Determine the location of the Safety Rider&reg; mini hump and sweep the surface clean of debris / dust. Use chalk to mark the center lines (parallel and perpendicular to the direction of the street) and border lines on the surface. Step 2. Assemble and position the units, starting from the center line (parallel to the direction of the street). Note: Make sure the units are tight and well aligned before moving on to step 3. Step 3. Drill 9/16" diameter holes into the surface, through the existing holes of the placed units. The holes should be 3 1/2" - 4" deep in order to accommodate the plastic shields that are 3" long. After each hole is drilled, insert a plastic shield in order to keep the units from shifting. Note: Make sure the holes are clear of dust and debris before installing the shields. (A portable blower is useful for this purpose) Step 4. Insert the bolts and steel washers into the product installation holes and tighten every element. Do not over tighten. Maintenance Mini Humps require minimal maintenance. Periodically inspect the bolts and tighten if necessary. | EA | N/A | N/A | 105 | All Commercial Customers | 0% | 5% | 5% | 99.75 | 100.5038 | 6-11 of Same Item 10% off ¦ 12+ of same Item 15% off | 7 days | Destination | USA
540-11 | Post Guard | ENC 13190 | PG-PC22 | N/A | Park-It Garage Parking Stop, 22" Rubber w/ Stripe | Our 22" Park-It&reg; Rubber Garage Parking Stop offers a lightweight installation that can be either temporary or permanent. One person can install this garage parking stop without heavy machinery. Order hardware separately depending on your installation. Options include 14" Rebar spikes, Concrete bolts / lead shields, or no hardware at all. Reflective striping is molded into the parking stop.Park-It Parking Stops Parking stop / parking curb features: 22" L x 6" W x 4" HExcellent for indoor or outdoor parking Safer and more durable than concrete or plastic Environmentally friendly - 100% recycled rubber 4" high curb helps reduce damage to low, front end cars Will not chip, crack, warp or fade Almost 90% lighter than a standard concrete curb! Enhanced visibility and pedestrian safety with molded-in reflective tape High visibility at night Temporary or permanent installation Does not require heavy machinery Virtually maintenance-free 3 year warranty available: with anchoring spikes or lag bolts in other lengths | EA | N/A | N/A | 28 | All Commercial Customers | 0% | 5% | 5% | 26.6 | 26.801 | 6-11 of Same Item 10% off ¦ 12+ of same Item 15% off | 7 days | Destination | USA
540-11 | Post Guard | ENC 14101 | PG-PC48 | N/A | Park-It Garage Parking Stop, 48" Rubber w/ Stripe | Our 4 foot Park-It&reg; Rubber Garage Parking Stop offers a lightweight installation that can be either temporary or permanent. One person can install this garage parking stop without heavy machinery. Order hardware separately depending on your installation. Options include 14" Rebar spikes, Concrete bolts / lead shields, or no hardware at all. Reflective striping is molded into the parking stop. Choose from yellow or white stripes.Park-It Parking Stops Parking stop / parking curb features: 48" L x 6" W x 4" H Excellent for indoor or outdoor parking Safer and more durable than concrete or plastic Environmentally friendly - 100% recycled rubber 4" high curb helps reduce damage to low, front end cars Will not chip, crack, warp or fade Almost 90% lighter than a standard concrete curb! Enhanced visibility and pedestrian safety with molded-in reflective tape High visibility at night Temporary or permanent installation Does not require heavy machinery Virtually maintenance-free 3 year warranty Colors: Black with yellow tape Black with white tape Available: with anchoring spikes or lag bolts in other lengths | EA | N/A | N/A | 38.5 | All Commercial Customers | 0% | 5% | 5% | 36.575 | 36.8514 | 6-11 of Same Item 10% off ¦ 12+ of same Item 15% off | 7 days | Destination | USA
540-11 | Post Guard | ENC16101 | PG-PC72 | N/A | Park-It Garage Parking Stop, 72" Rubber w/ Stripe | Our 6 foot Park-It&reg; Rubber Garage Parking Stop offers a lightweight installation that can be either temporary or permanent. One person can install this garage parking stop without heavy machinery. Order hardware separately depending on your installation. Options include 14" Rebar spikes, Concrete bolts / lead shields, or no hardware at all. Reflective striping is molded into the parking stop. Choose from yellow or white stripes. Also available are Blue and Terra Cotta colored models with white stripes. Park-It Parking Stops Parking stop / parking curb features: 6' L x 6" W x 4" H Excellent for indoor or outdoor parking Safer and more durable than concrete or plastic Environmentally friendly - 100% recycled rubber 4" high curb helps reduce damage to low, front end cars Will not chip, crack, warp or fade Almost 90% lighter than a standard concrete curb! Enhanced visibility and pedestrian safety with molded-in reflective tape High visibility at night Temporary or permanent installation Does not require heavy machinery Virtually maintenance-free 3 year warranty Colors: (Blue and Terra Cotta only available in 6' models) Black with yellow tape Black with white tape Blue with white tape Terracotta with white tape Available: with anchoring spikes or lag bolts in other lengths Please Note: Terracotta Color and Blue Color not covered under 3 yr product / 1 year tape warranty.FeaturesWarranty: 3 years on the Product and 1 year on the tape (Blue / Terracotta color not covered by warranty)Installs with rebar spikes on asphalt surfaces and lag bolts and shields on concrete surfaces | EA | N/A | N/A | 57.05 | All Commercial Customers | 0% | 5% | 5% | 54.1975 | 54.6071 | 6-11 of Same Item 10% off ¦ 12+ of same Item 15% off | 7 days | Destination | USA
540-11 | Precision Lab Solutions | 8000-1010 | PLS-8000-1010 | N/A | 1 Liter Vacuum Funnel Filter System, Polypropylene w/ Stainless Steel Vacuum Port | This 1 Liter Vacuum Filter Funnel system is made of durable polypropylene, PEEK and stainless steel. It is easy to set up and use, and is virtually indestructible. Complete 1 Liter Vacuum Filter Funnel system includes: vacuum filter manifold (w/ O-ring, GL-45 Cap, 53B Cap, stainless steel vacuum port), filter retainer ring, 1 Liter capacity plastic funnel, stainless steel filter support, and adapter kit. Use with CG-8088-1L or CG-8088-2L. (Due to the wide range of available options, reagent bottle and filter paper are not included.) The CP Lab Safety Vacuum Filter System offers several improvements over conventional designs. Engineered for durability and ease of use, this unit features an O-ring seal which makes it easy to seat on a standard GL-45 cap closure reagent bottle. The vacuum port has stainless steel 1/4"-28 threads to last longer than other units and interface with standard fittings. The unique retainer ring prevents the filter membrane from twisting and becoming damaged. We hope you will agree that this simple, innovative design is an improvement over anything else on the market. Materials Polypropylene base manifold and funnel, PTFE retainer ring, stainless steel threads in the vacuum port, and a stainless steel membrane filter support. Seal Silicone rubber O-ring, capable of withstanding autoclaving. Designed primarily for aqueous solutions. Other O-ring materials are available for filtering more aggressive liquids. If you have special filtration needs, contact us regarding a filter design that can meet your requirements. Capacity Available with either 1 or 2 liter funnel. Set-up Extremely easy to set up and use. First, lay the stainless steel membrane filter support into the recessed area on top of the base manifold. Place the filter membrane on top and install the retainer ring on top of that. Lift the white threaded cap to engage the threads of the funnel and screw together snugly. Next, insert the base manifold into the neck of a GL-45 receiving bottle and tighten the cap snugly. Finally, choose the proper adapter combination to connect up to your vacuum source. Clean-up Extremely easy. The entire unit may be submerged in water or other solutions for cleaning. Or the entire unit may be autoclaved. Unique Feature #1 Unique Feature #2 Unique Feature #3 Stainless steel threads in the vacuum port ensure that this connection is vacuum tight. No standard fitting will strip these threads. The stainless steel membrane filter support (right) and the retainer ring (left) ensure that your filter media remains flat and undamaged. The O-ring provides a tight seal in the neck of a GL-45 reservoir bottle that is easy to seat and, when finished, to unseat. Unique Features For the price, you will not find a unit as durable and easy to use anywhere. Consider these benefits and compare our unique features with other units on the market! No need for intermediate containers for your filtrate. Solutions are filtered directly into sterile reservoirs. The unit fits snugly onto standard reservoir bottles with GL-45 cap closures. Rugged polypropylene construction means the filtration apparatus is nearly indestructible. Stainless steel threads in the vacuum port ensure they will not be stripped ruin the unit. The retainer ring keeps the filter membrane flat and undamaged. Adapters and Fittings The unit is shipped complete with an inline filter adapter cap, base manifold with vacuum port, stainless steel membrane filter support, retainer ring, complete adapter kit and a product data sheet (instructions and information). If you need extra adapters and fittings you can order additional adapter kits. Call us at (888) 322-5722 for more information. Each Adapter Kit contains: 1 ea. 1/4"-28 to Female Luer Adapter 1 ea. 1/4"-28 Male Luer 1 ea. Male Luer to 1/4" Barb 1 ea. Male Luer to 3/16" Barb 1 ea. Male Luer to 1/8" Barb 1 ea. Male Luer Integral Lock Plug Ring 1 ea. 1/4" to 3/16" Connector 1 ea. 3/8" to 1/4" Connector The 1/4"-28 to female Luer adapter interfaces to a variety of different barb fittings included in each Adapter Kit. These barb adapters allow you to interface the unit with almost any vacuum source. Use with a 1 or 2 liter media bottle. Larger size bottles are not recommended for this system. | EA | N/A | N/A | 318 | All Commercial Customers | 0% | 5% | 5% | 302.1 | 304.3829 | 6-11 of Same Item 10% off ¦ 12+ of same Item 15% off | 7 days | Destination | USA
540-11 | Precision Lab Solutions | 8000-1020 | PLS-8000-1020 | N/A | 2 Liter Vacuum Funnel Filter System, Polypropylene w/ Stainless Steel Vacuum Port | This 2 Liter Vacuum Filter Funnel system is made of durable polypropylene, PEEK and stainless steel. It is easy to set up and use, and is virtually indestructible. Complete 2 Liter Vacuum Filter Funnel system includes: vacuum filter manifold (w/ O-ring, GL-45 Cap, 53B Cap, stainless steel vacuum port), filter retainer ring, 2 Liter capacity plastic funnel, stainless steel filter support, and adapter kit. Use with CG-8088-1L or CG-8088-2L. (Due to the wide range of available options, reagent bottle and filter paper are not included.) The CP Lab Safety Vacuum Filter System offers several improvements over conventional designs. Engineered for durability and ease of use, this unit features an O-ring seal which makes it easy to seat on a standard GL-45 cap closure reagent bottle. The vacuum port has stainless steel 1/4"-28 threads to last longer than other units and interface with standard fittings. The unique retainer ring prevents the filter membrane from twisting and becoming damaged. We hope you will agree that this simple, innovative design is an improvement over anything else on the market. Materials Polypropylene base manifold and funnel, PTFE retainer ring, stainless steel threads in the vacuum port, and a stainless steel membrane filter support. Seal Silicone rubber O-ring, capable of withstanding autoclaving. Designed primarily for aqueous solutions. Other O-ring materials are available for filtering more aggressive liquids. If you have special filtration needs, contact us regarding a filter design that can meet your requirements. Capacity Available with either 1 or 2 liter funnel. Set-up Extremely easy to set up and use. First, lay the stainless steel membrane filter support into the recessed area on top of the base manifold. Place the filter membrane on top and install the retainer ring on top of that. Lift the white threaded cap to engage the threads of the funnel and screw together snugly. Next, insert the base manifold into the neck of a GL-45 receiving bottle and tighten the cap snugly. Finally, choose the proper adapter combination to connect up to your vacuum source. Clean-up Extremely easy. The entire unit may be submerged in water or other solutions for cleaning. Or the entire unit may be autoclaved. Unique Feature #1 Unique Feature #2 Unique Feature #3 Stainless steel threads in the vacuum port ensure that this connection is vacuum tight. No standard fitting will strip these threads. The stainless steel membrane filter support (right) and the retainer ring (left) ensure that your filter media remains flat and undamaged. The O-ring provides a tight seal in the neck of a GL-45 reservoir bottle that is easy to seat and, when finished, to unseat. Unique Features For the price, you will not find a unit as durable and easy to use anywhere. Consider these benefits and compare our unique features with other units on the market! No need for intermediate containers for your filtrate. Solutions are filtered directly into sterile reservoirs. The unit fits snugly onto standard reservoir bottles with GL-45 cap closures. Rugged polypropylene construction means the filtration apparatus is nearly indestructible. Stainless steel threads in the vacuum port ensure they will not be stripped ruin the unit. The retainer ring keeps the filter membrane flat and undamaged. Adapters and Fittings The unit is shipped complete with an inline filter adapter cap, base manifold with vacuum port, stainless steel membrane filter support, retainer ring, complete adapter kit and a product data sheet (instructions and information). If you need extra adapters and fittings you can order additional adapter kits. Call us at (888) 322-5722 for more information. Each Adapter Kit contains: 1 ea. 1/4"-28 to Female Luer Adapter 1 ea. 1/4"-28 Male Luer 1 ea. Male Luer to 1/4" Barb 1 ea. Male Luer to 3/16" Barb 1 ea. Male Luer to 1/8" Barb 1 ea. Male Luer Integral Lock Plug Ring 1 ea. 1/4" to 3/16" Connector 1 ea. 3/8" to 1/4" Connector The 1/4"-28 to female Luer adapter interfaces to a variety of different barb fittings included in each Adapter Kit. These barb adapters allow you to interface the unit with almost any vacuum source. Use with a 1 or 2 liter media bottle. Larger size bottles are not recommended for this system. | EA | N/A | N/A | 328 | All Commercial Customers | 0% | 5% | 5% | 311.6 | 313.9547 | 6-11 of Same Item 10% off ¦ 12+ of same Item 15% off | 7 days | Destination | USA
540-11 | Precision Lab Solutions | 8000-1030 | PLS-8000-1030 | N/A | Inline Vacuum Filter System, Polypropylene w/ Stainless Steel Vacuum Port | This Inline filter system is made of durable polypropylene, PEEK and stainless steel. It is easy to set up and use and is virtually indestructible. Includes: Manifold (w/ O-ring, GL-45 Cap, 53B Cap, Stainless Steel Vacuum Port), In-Line Adapter Cap, Filter Retainer Ring, Stainless Steel Filter Support, Adapter Kit. Use with CG-8088-1L or CG-8088-2L A: In-Line Adapter B: Filter Retainer Ring C: 47mm Filter Membrane D: Stainless Steel Membrane Support E: Base Unit with Vacuum Port F: GL-45 Cap Closure The CP Lab Safety Inline Vacuum Filter System offers several improvements over conventional designs. Engineered for durability and ease of use, this unit features an O-ring seal which makes it easy to seat on a standard GL-45 cap closure reagent bottle. The vacuum port has stainless steel 1/4"-28 threads to last longer than other units and interface with standard fittings. The unique retainer ring prevents the filter membrane from twisting and becoming damaged. We hope you will agree that this simple, innovative design is an improvement over anything else on the market. Unique Feature #1 Unique Feature #2 Unique Feature #3 Stainless steel threads in the vacuum port ensure that this connection is vacuum tight. No standard fitting will strip these threads. The stainless steel membrane filter support (right) and the retainer ring (left) ensure that your filter media remains flat and undamaged. The O-ring provides a tight seal in the neck of a GL-45 reservoir bottle that is easy to seat and, when finished, to unseat. Unique Features For the price, you will not find a unit as durable and easy to use anywhere. Consider these benefits and compare our unique features with other units on the market! No need for intermediate containers for your filtrate. Solutions are filtered directly into sterile reservoirs. The unit fits snugly onto standard reservoir bottles with GL-45 cap closures. Rugged polypropylene construction means the filtration apparatus is nearly indestructible. Stainless steel threads in the vacuum port ensure they will not be stripped ruin the unit. The retainer ring keeps the filter membrane flat and undamaged. Adapters and Fittings The unit is shipped complete with an inline filter adapter cap, base manifold with vacuum port, stainless steel membrane filter support, retainer ring, complete adapter kit and a product data sheet (instructions and information). If you need extra adapters and fittings you can order additional adapter kits. Call us at (888) 322-5722 for more information. Each Adapter Kit contains: 1 ea. 1/4"-28 to Female Luer Adapter 1 ea. 1/4"-28 Male Luer 1 ea. Male Luer to 1/4" Barb 1 ea. Male Luer to 3/16" Barb 1 ea. Male Luer to 1/8" Barb 1 ea. Male Luer Integral Lock Plug Ring 1 ea. 1/4" to 3/16" Connector 1 ea. 3/8" to 1/4" Connector The 1/4"-28 to female Luer adapter interfaces to a variety of different barb fittings included in each Adapter Kit. These barb adapters allow you to interface the unit with almost any vacuum source. Use with a 1 or 2 liter media bottle. Larger size bottles are not recommended for this system. | EA | N/A | N/A | 338 | All Commercial Customers | 0% | 5% | 5% | 321.1 | 323.5264 | 6-11 of Same Item 10% off ¦ 12+ of same Item 15% off | 7 days | Destination | USA
540-11 | Plastic Products, Inc | 1210 | PP-1210 | N/A | Glove Dispenser, Wall Mountable case/6 | Wall Mountable. Light beige color. Adjustable shelf accommodates different sized boxes. High impact polystyrene. Economical. Overall Dimensions: 7" H x 11-3/4" W x 4" D | EA | N/A | N/A | 194.2984 | All Commercial Customers | 0% | 5% | 5% | 184.5835 | 185.9784 | 6-11 of Same Item 10% off ¦ 12+ of same Item 15% off | 7 days | Destination | USA
540-11 | Plastic Products, Inc | 141020 | PP-141020 | N/A | Sharps Container, 5 qt. Red Horizontal Entry, case/20 for use w/ PP-143002 | Sharps Container, 5 qt. Red Horizontal Entry. Horizontal drop maximizes the use of the container, Puncture resistant molded plastic, translucent red color, Containers may be nested for compact storage, Designed to fit inside PP-143002. | EA | N/A | N/A | 110.3232 | All Commercial Customers | 0% | 5% | 5% | 104.807 | 105.599 | 6-11 of Same Item 10% off ¦ 12+ of same Item 15% off | 7 days | Destination | USA
540-11 | Plastic Products, Inc | 143002 | PP-143002 | N/A | Locking Sharps Container Wall Cabinet for use with PP-141020, case/2 | 5 Quart Clear Sharps Container. The automatic rotating chamber is designed to safely deposit sharps into the puncture resistant container. If necessary, sharps can be dropped manually by using the actuating lever. For use with 5 Qt Sharps Container PP-141020. | EA | N/A | N/A | 63.1176 | All Commercial Customers | 0% | 5% | 5% | 59.9617 | 60.4148 | 6-11 of Same Item 10% off ¦ 12+ of same Item 15% off | 7 days | Destination | USA
540-11 | Plastic Products, Inc | 143154 | PP-143154 | N/A | Sharps Container, 5.4 Qt for use BD Wall Cabinets, case/20 | Sharps Container, 5 qt. Red Horizontal Entry.Horizontal drop maximizes the use of the containerPuncture resistant molded plastic, translucent red colorContainers may be nested for compact storageDesigned to fit inside BD Brand wall cabinets. | EA | N/A | N/A | 126.854 | All Commercial Customers | 0% | 5% | 5% | 120.5113 | 121.422 | 6-11 of Same Item 10% off ¦ 12+ of same Item 15% off | 7 days | Destination | USA
540-11 | Plastic Products, Inc | 145002 | PP-145002 | N/A | Sharps Disposal Wall Cabinet Combo with Sharps Container and Glove Box | Touchless Deposit of Sharps: The automatic rotating chamber is designed to safely deposit sharps into the puncture resistant container. If necessary, sharps can be dropped manually by using the actuating lever. This Sharps Disposal Wall Cabinet Combo with Sharps Container and Glove Box. has an automatic rotating chamber designed to safely deposit sharps into the puncture resistant container. Horizontal drop maximizes the use of the container. Containers may be nested for compact storage. Glove box may be attached to the wall cabinet. Wall Cabinet: approx. 12.25" W x 5" D x 10" H (11" H with container) 5 Quart Container: approx. 10.5" W x 4.75" D x 10.75" H 5 qt container can also be used in another leading brand of cabinet to provide the same operation as described above | EA | N/A | N/A | 53.6765 | All Commercial Customers | 0% | 5% | 5% | 50.9927 | 51.378 | 6-11 of Same Item 10% off ¦ 12+ of same Item 15% off | 7 days | Destination | USA
540-11 | Plastic Products, Inc | 145008 | PP-145008 | N/A | Sharps Container, 8 qt. Red Horizontal Entry, case/20 | 11.75" W x 6.75"D x 11" H The automatic rotating chamber is designed to safely deposit sharps into the puncture resistant container. If necessary, sharps can be dropped manually by using the actuating lever. Sharps Container, 8 qt. Red Horizontal Entry. Horizontal drop maximizes the use of the container, Puncture resistant molded plastic, translucent red color, Containers may be nested for compact storage, Available in sizes small (4 Quart), medium (8 Quart) and large (14 Quart), All sizes may be mounted to the wall using optional wall mounting bracket, 4 Quart and 8 Quart containers are also ideal for countertop use. -Dimensions: 4 qt: approx. 11.75"W x 6.75"D x 7.25"H 8 qt: approx. 11.75"W x 6.75"D x 11"H 14 qt: approx. 11.75"W x 6.75"D x 17.75"H | EA | N/A | N/A | 128.7104 | All Commercial Customers | 0% | 5% | 5% | 122.2749 | 123.1989 | 6-11 of Same Item 10% off ¦ 12+ of same Item 15% off | 7 days | Destination | USA
540-11 | Plastic Products, Inc | 145014 | PP-145014 | N/A | Sharps Container, 14 qt. Red Horizontal Entry, case/10 | 11.75" W x 6.75"D x 17.75" H The automatic rotating chamber is designed to safely deposit sharps into the puncture resistant container. If necessary, sharps can be dropped manually by using the actuating lever. Sharps Container, 14 qt. Red Horizontal Entry. Horizontal drop maximizes the use of the container, Puncture resistant molded plastic, translucent red color, Containers may be nested for compact storage, Available in sizes small (4 Quart), medium (8 Quart) and large (14 Quart), All sizes may be mounted to the wall using optional wall mounting bracket, 4 Quart and 8 Quart containers are also ideal for countertop use. -Dimensions: 4 qt: approx. 11.75"W x 6.75"D x 7.25"H 8 qt: approx. 11.75"W x 6.75"D x 11"H 14 qt: approx. 11.75"W x 6.75"D x 17.75"H | EA | N/A | N/A | 99.1848 | All Commercial Customers | 0% | 5% | 5% | 94.2256 | 94.9376 | 6-11 of Same Item 10% off ¦ 12+ of same Item 15% off | 7 days | Destination | USA
540-11 | Plastic Products, Inc | 146008 | PP-146008 | N/A | Sharps Container, 8 qt. Red Big Mouth, case/20 | 11.75" W x 6.75"D x 10.25" H Large opening to accommodate sharps and contaminated materials. Large screw cap closure with locking device, Puncture resistant molded plastic, translucent red color, Containers may be nested for compact storage, Available in sizes medium (8 Quart) and large (14 Quart), Both sizes may be mounted to the wall using optional wall mounting bracket, 8 Quart container is also ideal for countertop use. | EA | N/A | N/A | 128.7104 | All Commercial Customers | 0% | 5% | 5% | 122.2749 | 123.1989 | 6-11 of Same Item 10% off ¦ 12+ of same Item 15% off | 7 days | Destination | USA
540-11 | Plastic Products, Inc | 146014 | PP-146014 | N/A | Sharps Container, 14 qt. Red Big Mouth, case/10 | 11.75" W x 6.75"D x 17" H Large opening to accommodate sharps and contaminated materials. 14 Quart Big Mouth Sharps Container (red), | EA | N/A | N/A | 99.1848 | All Commercial Customers | 0% | 5% | 5% | 94.2256 | 94.9376 | 6-11 of Same Item 10% off ¦ 12+ of same Item 15% off | 7 days | Destination | USA
540-11 | Qorpak | CAP-00060 | QP-CAP-00060-EA | N/A | 83-400 Green Thermoset Cap, PTFE Liner | 83-400 Green Thermoset caps with PTFE liners provide a wide range of chemical compatibility and temperature tolerance. The foam backed PTFE resists attack from virtually all chemicals at room temperature and provides resilience for a tight seal. Thermoset caps are known for providing the widest range of chemical compatibility and for being the most temperature tolerant of plastic closures. They also provide the most consistent adherence to close dimensional tolerances. Typically ships from Pennsylvania. Call (888) 322-5722 for availability. | EA | N/A | N/A | 4.248 | All Commercial Customers | 0% | 5% | 5% | 4.0356 | 4.0661 | 6-11 of Same Item 10% off ¦ 12+ of same Item 15% off | 7 days | Destination | USA
540-11 | Qorpak | CAP-00062 | QP-CAP-00062-EA | N/A | 89-400 Green Thermoset Cap, PTFE Liner | 89-400 Green Thermoset caps with PTFE liners provide a wide range of chemical compatibility and temperature tolerance. The foam backed PTFE resists attack from virtually all chemicals at room temperature and provides resilience for a tight seal. Thermoset caps are known for providing the widest range of chemical compatibility and for being the most temperature tolerant of plastic closures. They also provide the most consistent adherence to close dimensional tolerances. Typically ships from Pennsylvania. Call (888) 322-5722 for availability. | EA | N/A | N/A | 4.503 | All Commercial Customers | 0% | 5% | 5% | 4.2778 | 4.3102 | 6-11 of Same Item 10% off ¦ 12+ of same Item 15% off | 7 days | Destination | USA
540-11 | Qorpak | CAP-00066 | QP-CAP-00066-EA | N/A | 43-400 Green Thermoset Cap, PTFE Liner, case/500 | 43-400 Green Thermoset caps with PTFE liners provide a wide range of chemical compatibility and temperature tolerance. The foam backed PTFE resists attack from virtually all chemicals at room temperature and provides resilience for a tight seal. Thermoset caps are known for providing the widest range of chemical compatibility and for being the most temperature tolerant of plastic closures. They also provide the most consistent adherence to close dimensional tolerances. Old Part# QP-5209/100, New Part# QP-CAP-00066. Typically ships from Pennsylvania. Call (888) 322-5722 for availability. | EA | N/A | N/A | 631.3825 | All Commercial Customers | 0% | 5% | 5% | 599.8134 | 604.346 | 6-11 of Same Item 10% off ¦ 12+ of same Item 15% off | 7 days | Destination | USA
540-11 | Qorpak | CAP-00067 | QP-CAP-00067-EA | N/A | 45-400 Green Thermoset Cap, PTFE Liner | 45-400 Green Thermoset caps with PTFE liners provide a wide range of chemical compatibility and temperature tolerance. The foam backed PTFE resists attack from virtually all chemicals at room temperature and provides resilience for a tight seal. Thermoset caps are known for providing the widest range of chemical compatibility and for being the most temperature tolerant of plastic closures. They also provide the most consistent adherence to close dimensional tolerances. Typically ships from Pennsylvania. Call (888) 322-5722 for availability. | EA | N/A | N/A | 1.256 | All Commercial Customers | 0% | 5% | 5% | 1.1932 | 1.2022 | 6-11 of Same Item 10% off ¦ 12+ of same Item 15% off | 7 days | Destination | USA
540-11 | Qorpak | CAP-00069 | QP-CAP-00069-EA | N/A | 48-400 Green Thermoset Cap, PTFE Liner | 48-400 Green Thermoset caps with PTFE liners provide a wide range of chemical compatibility and temperature tolerance. The foam backed PTFE resists attack from virtually all chemicals at room temperature and provides resilience for a tight seal. Thermoset caps are known for providing the widest range of chemical compatibility and for being the most temperature tolerant of plastic closures. They also provide the most consistent adherence to close dimensional tolerances. Typically ships from Pennsylvania. Call (888) 322-5722 for availability. | EA | N/A | N/A | 1.443 | All Commercial Customers | 0% | 5% | 5% | 1.3709 | 1.3812 | 6-11 of Same Item 10% off ¦ 12+ of same Item 15% off | 7 days | Destination | USA
540-11 | Qorpak | CAP-00072 | QP-CAP-00072-EA | N/A | 53-400 Green Thermoset Cap, PTFE Liner | 53-400 Green Thermoset caps with PTFE liners provide a wide range of chemical compatibility and temperature tolerance. The foam backed PTFE resists attack from virtually all chemicals at room temperature and provides resilience for a tight seal. Thermoset caps are known for providing the widest range of chemical compatibility and for being the most temperature tolerant of plastic closures. They also provide the most consistent adherence to close dimensional tolerances. Typically ships from Pennsylvania. Call (888) 322-5722 for availability. | EA | N/A | N/A | 1.681 | All Commercial Customers | 0% | 5% | 5% | 1.597 | 1.609 | 6-11 of Same Item 10% off ¦ 12+ of same Item 15% off | 7 days | Destination | USA
540-11 | Qorpak | CAP-00074 | QP-CAP-00074-EA | N/A | 58-400 Green Thermoset Cap, PTFE Liner | 58-400 Green Thermoset caps with PTFE liners provide a wide range of chemical compatibility and temperature tolerance. The foam backed PTFE resists attack from virtually all chemicals at room temperature and provides resilience for a tight seal. Thermoset caps are known for providing the widest range of chemical compatibility and for being the most temperature tolerant of plastic closures. They also provide the most consistent adherence to close dimensional tolerances. Typically ships from Pennsylvania. Call (888) 322-5722 for availability. | EA | N/A | N/A | 1.902 | All Commercial Customers | 0% | 5% | 5% | 1.8069 | 1.8206 | 6-11 of Same Item 10% off ¦ 12+ of same Item 15% off | 7 days | Destination | USA
540-11 | Qorpak | CAP-00076 | QP-CAP-00076-EA | N/A | 63-400 Green Thermoset Cap, PTFE Liner | 63-400 Green Thermoset caps with PTFE liners provide a wide range of chemical compatibility and temperature tolerance. The foam backed PTFE resists attack from virtually all chemicals at room temperature and provides resilience for a tight seal. Thermoset caps are known for providing the widest range of chemical compatibility and for being the most temperature tolerant of plastic closures. They also provide the most consistent adherence to close dimensional tolerances. Typically ships from Pennsylvania. Call (888) 322-5722 for availability. | EA | N/A | N/A | 2.276 | All Commercial Customers | 0% | 5% | 5% | 2.1622 | 2.1785 | 6-11 of Same Item 10% off ¦ 12+ of same Item 15% off | 7 days | Destination | USA
540-11 | Qorpak | CAP-00078 | QP-CAP-00078-EA | N/A | 70-400 Green Thermoset Cap, PTFE Liner | 70-400 Green Thermoset caps with PTFE liners provide a wide range of chemical compatibility and temperature tolerance. The foam backed PTFE resists attack from virtually all chemicals at room temperature and provides resilience for a tight seal. Thermoset caps are known for providing the widest range of chemical compatibility and for being the most temperature tolerant of plastic closures. They also provide the most consistent adherence to close dimensional tolerances. Typically ships from Pennsylvania. Call (888) 322-5722 for availability. | EA | N/A | N/A | 2.888 | All Commercial Customers | 0% | 5% | 5% | 2.7436 | 2.7643 | 6-11 of Same Item 10% off ¦ 12+ of same Item 15% off | 7 days | Destination | USA
540-11 | Qorpak | CAP-00081 | QP-CAP-00081-EA | N/A | 83-400 Bottle Cap, Solid PE Lined | 83-400 Black Phenolic caps with solid PE liners offer good chemical resistance and low moisture vapor transmission rate. They are great for nail polish remover and higher concentration acids & alkalis. Good for non-oil products filled at room temperature. Because this lining system is paperless, your samples will not be contaminated with fiber or paper particles from the closure. Typically ships from Pennsylvania. Call (888) 322-5722 for availability. | EA | N/A | N/A | 1.528 | All Commercial Customers | 0% | 5% | 5% | 1.4516 | 1.4626 | 6-11 of Same Item 10% off ¦ 12+ of same Item 15% off | 7 days | Destination | USA
540-11 | Qorpak | CAP-00082 | QP-CAP-00082-EA | N/A | 83-400 Bottle Cap, Vinyl Lined | 83-400 Black Phenolic caps with pulp and vinyl liners are perfect for general use. The liner is made of a vinyl coating applied to high density polyethylene coated paper and then it is laminated to pulpboard. This general purpose liner is commonly used for food, beverage, medical and chemical applications packed at less than 120&deg; F., including mild acids, alkalis, solvents, alcohols, oils and aqueous products; not recommended for active hydrocarbons or bleaches. Typically ships from Pennsylvania. Call (888) 322-5722 for availability. | EA | N/A | N/A | 1.12 | All Commercial Customers | 0% | 5% | 5% | 1.064 | 1.072 | 6-11 of Same Item 10% off ¦ 12+ of same Item 15% off | 7 days | Destination | USA
540-11 | Qorpak | CAP-00086 | QP-CAP-00086-EA | N/A | 89-400 Bottle Cap with Aluminum Foil Lined | 89-400 Black Phenolic caps with aluminum foil liners are typically used for food applications. Free of odor and taste problems. Also can be used for non-acid, non-alkaline products. Great for organic solvents, chrome cleaners, brake fluids and mineral oils. Typically ships from Pennsylvania. Call (888) 322-5722 for availability. | EA | N/A | N/A | 1.324 | All Commercial Customers | 0% | 5% | 5% | 1.2578 | 1.2673 | 6-11 of Same Item 10% off ¦ 12+ of same Item 15% off | 7 days | Destination | USA
540-11 | Qorpak | CAP-00087 | QP-CAP-00087-EA | N/A | 89-400 Bottle Cap, Solid PE Lined | 89-400 Black Phenolic caps with solid PE liners offer good chemical resistance and low moisture vapor transmission rate. They are great for nail polish remover and higher concentration acids & alkalis. Good for non-oil products filled at room temperature. Because this lining system is paperless, your samples will not be contaminated with fiber or paper particles from the closure. Typically ships from Pennsylvania. Call (888) 322-5722 for availability. | EA | N/A | N/A | 1.664 | All Commercial Customers | 0% | 5% | 5% | 1.5808 | 1.5927 | 6-11 of Same Item 10% off ¦ 12+ of same Item 15% off | 7 days | Destination | USA
540-11 | Qorpak | CAP-00088 | QP-CAP-00088-EA | N/A | 89-400 Bottle Cap with Tin Foil Lined | 89-400 Black Phenolic Pulp/Tin Foil Lined Caps offer good chemical resistance and are typically used with solids and powders. Good resistance to hydro-carbons, alcohols, ketones and oils. Not recommended for acids and alkalis. Typically ships from Pennsylvania. Call (888) 322-5722 for availability. | EA | N/A | N/A | 2.038 | All Commercial Customers | 0% | 5% | 5% | 1.9361 | 1.9507 | 6-11 of Same Item 10% off ¦ 12+ of same Item 15% off | 7 days | Destination | USA
540-11 | Qorpak | CAP-00089 | QP-CAP-00089-EA | N/A | 89-400 Bottle Cap, Vinyl Lined | 89-400 Black Phenolic caps with pulp and vinyl liners are perfect for general use. The liner is made of a vinyl coating applied to high density polyethylene coated paper and then it is laminated to pulpboard. This general purpose liner is commonly used for food, beverage, medical and chemical applications packed at less than 120&deg; F., including mild acids, alkalis, solvents, alcohols, oils and aqueous products; not recommended for active hydrocarbons or bleaches. Typically ships from Pennsylvania. Call (888) 322-5722 for availability. | EA | N/A | N/A | 1.222 | All Commercial Customers | 0% | 5% | 5% | 1.1609 | 1.1697 | 6-11 of Same Item 10% off ¦ 12+ of same Item 15% off | 7 days | Destination | USA
540-11 | Qorpak | CAP-00101 | QP-CAP-00101-EA | N/A | 8-425 Ribbed Bottle Cap, Vinyl Lined | 8-425 Black Ribbed Phenolic Cap with Pulp/Vinyl Liner. Black Phenolic caps with pulp and vinyl liners are perfect for general use. The liner is made of a vinyl coating applied to high density polyethylene coated paper and then it is laminated to pulpboard. Old Part# QP-5001/12, New Part# QP-CAP-00103. Typically ships from Pennsylvania. Call (888) 322-5722 for availability. | EA | N/A | N/A | 0.253 | All Commercial Customers | 0% | 5% | 5% | 0.24035 | 0.24217 | 6-11 of Same Item 10% off ¦ 12+ of same Item 15% off | 7 days | Destination | USA
540-11 | Qorpak | CAP-00106 | QP-CAP-00106-EA | N/A | 13-425 Bottle Cap with Aluminum Foil Lined | 13-425 Black Phenolic caps with aluminum foil liners are typically used for food applications. Free of odor and taste problems. Also can be used for non-acid, non-alkaline products. Great for organic solvents, chrome cleaners, brake fluids and mineral oils. Typically ships from Pennsylvania. Call (888) 322-5722 for availability. | EA | N/A | N/A | 0.168 | All Commercial Customers | 0% | 5% | 5% | 0.1596 | 0.16081 | 6-11 of Same Item 10% off ¦ 12+ of same Item 15% off | 7 days | Destination | USA
540-11 | Qorpak | CAP-00107 | QP-CAP-00107-EA | N/A | 13-425 Ribbed Bottle Cap, Cone Lined | 13-425 Black Ribbed Phenolic Cap with Polyseal Cone Liner. Black Phenolic caps with Polyseal cone liners form an exceptionally tight seal and offer a good chemical barrier. This liner molds itself around the sealing areas of the finish as the cap is screwed on, virtually eliminating leakage, evaporation. Typically ships from Pennsylvania. Call (888) 322-5722 for availability. | EA | N/A | N/A | 0.304 | All Commercial Customers | 0% | 5% | 5% | 0.2888 | 0.29098 | 6-11 of Same Item 10% off ¦ 12+ of same Item 15% off | 7 days | Destination | USA
540-11 | Qorpak | CAP-00108 | QP-CAP-00108-EA | N/A | 13-425 Bottle Cap with Tin Foil Lined | 13-425 Black Phenolic Pulp/Tin Foil Lined Caps offer good chemical resistance and are typically used with solids and powders. Good resistance to hydro-carbons, alcohols, ketones and oils. Not recommended for acids and alkalis. Typically ships from Pennsylvania. Call (888) 322-5722 for availability. | EA | N/A | N/A | 0.219 | All Commercial Customers | 0% | 5% | 5% | 0.20805 | 0.20962 | 6-11 of Same Item 10% off ¦ 12+ of same Item 15% off | 7 days | Destination | USA
540-11 | Qorpak | CAP-00109 | QP-CAP-00109-EA | N/A | 13-425 Ribbed Bottle Cap, Vinyl Lined | 13-425 Black Ribbed Phenolic Cap with Pulp/Vinyl Liner. Black Phenolic caps with pulp and vinyl liners are perfect for general use. The liner is made of a vinyl coating applied to high density polyethylene coated paper and then it is laminated to pulpboard. Old Part# QP-5002/12, New Part# QP-CAP-00113. Typically ships from Pennsylvania. Call (888) 322-5722 for availability. | EA | N/A | N/A | 0.185 | All Commercial Customers | 0% | 5% | 5% | 0.17575 | 0.17708 | 6-11 of Same Item 10% off ¦ 12+ of same Item 15% off | 7 days | Destination | USA
540-11 | Qorpak | CAP-00120 | QP-CAP-00120-EA | N/A | 15-425 Bottle Cap with Aluminum Foil Lined | 15-425 Black Phenolic caps with aluminum foil liners are typically used for food applications. Free of odor and taste problems. Also can be used for non-acid, non-alkaline products. Great for organic solvents, chrome cleaners, brake fluids and mineral oils. Typically ships from Pennsylvania. Call (888) 322-5722 for availability. | EA | N/A | N/A | 0.185 | All Commercial Customers | 0% | 5% | 5% | 0.17575 | 0.17708 | 6-11 of Same Item 10% off ¦ 12+ of same Item 15% off | 7 days | Destination | USA
540-11 | Qorpak | CAP-00121 | QP-CAP-00121-EA | N/A | 15-425 Ribbed Bottle Cap, Cone Lined | 15-425 Black Ribbed Phenolic Cap with Polyseal Cone Liner. Black Phenolic caps with Polyseal cone liners form an exceptionally tight seal and offer a good chemical barrier. This liner molds itself around the sealing areas of the finish as the cap is screwed on, virtually eliminating leakage, evaporation. Typically ships from Pennsylvania. Call (888) 322-5722 for availability. | EA | N/A | N/A | 0.304 | All Commercial Customers | 0% | 5% | 5% | 0.2888 | 0.29098 | 6-11 of Same Item 10% off ¦ 12+ of same Item 15% off | 7 days | Destination | USA
540-11 | Qorpak | CAP-00123 | QP-CAP-00123-EA | N/A | 15-425 Ribbed Bottle Cap, Vinyl Lined | 15-425 Black Ribbed Phenolic Cap with Pulp/Vinyl Liner. Black Phenolic caps with pulp and vinyl liners are perfect for general use. The liner is made of a vinyl coating applied to high density polyethylene coated paper and then it is laminated to pulpboard. Old Part# QP-5003/12, New Part# QP-CAP-00127. Typically ships from Pennsylvania. Call (888) 322-5722 for availability. | EA | N/A | N/A | 0.219 | All Commercial Customers | 0% | 5% | 5% | 0.20805 | 0.20962 | 6-11 of Same Item 10% off ¦ 12+ of same Item 15% off | 7 days | Destination | USA
540-11 | Qorpak | CAP-00132 | QP-CAP-00132-EA | N/A | 18-400 Ribbed Bottle Cap, Cone Lined | 18-400 Black Ribbed Phenolic Cap with Polyseal Cone Liner. Black Phenolic caps with Polyseal cone liners form an exceptionally tight seal and offer a good chemical barrier. This liner molds itself around the sealing areas of the finish as the cap is screwed on, virtually eliminating leakage, evaporation. Typically ships from Pennsylvania. Call (888) 322-5722 for availability. | EA | N/A | N/A | 0.321 | All Commercial Customers | 0% | 5% | 5% | 0.30495 | 0.30725 | 6-11 of Same Item 10% off ¦ 12+ of same Item 15% off | 7 days | Destination | USA
540-11 | Qorpak | CAP-00133 | QP-CAP-00133-EA | N/A | 18-400 Bottle Cap with Tin Foil Lined | 18-400 Black Phenolic Pulp/Tin Foil Lined Caps offer good chemical resistance and are typically used with solids and powders. Good resistance to hydro-carbons, alcohols, ketones and oils. Not recommended for acids and alkalis. Typically ships from Pennsylvania. Call (888) 322-5722 for availability. | EA | N/A | N/A | 0.27 | All Commercial Customers | 0% | 5% | 5% | 0.2565 | 0.25844 | 6-11 of Same Item 10% off ¦ 12+ of same Item 15% off | 7 days | Destination | USA
540-11 | Qorpak | CAP-00134 | QP-CAP-00134-EA | N/A | 18-400 Ribbed Bottle Cap, Vinyl Lined | 18-400 Black Ribbed Phenolic Cap with Pulp/Vinyl Liner. Black Phenolic caps with pulp and vinyl liners are perfect for general use. The liner is made of a vinyl coating applied to high density polyethylene coated paper and then it is laminated to pulpboard. Old Part# QP-5004/12, New Part# QP-CAP-00137. Typically ships from Pennsylvania. Call (888) 322-5722 for availability. | EA | N/A | N/A | 0.202 | All Commercial Customers | 0% | 5% | 5% | 0.1919 | 0.19335 | 6-11 of Same Item 10% off ¦ 12+ of same Item 15% off | 7 days | Destination | USA
540-11 | Qorpak | CAP-00143 | QP-CAP-00143-EA | N/A | 20-400 Ribbed Bottle Cap, Cone Lined | 20-400 Black Phenolic caps with Polyseal cone liners form an exceptionally tight seal and offer a good chemical barrier. This liner molds itself around the sealing areas of the finish as the cap is screwed on, virtually eliminating leakage, evaporation, contamination, binding and backing off. Great for everything from liquids, to soaps, to macro-invertebrates. Typically ships from Pennsylvania. Call (888) 322-5722 for availability. | EA | N/A | N/A | 0.321 | All Commercial Customers | 0% | 5% | 5% | 0.30495 | 0.30725 | 6-11 of Same Item 10% off ¦ 12+ of same Item 15% off | 7 days | Destination | USA
540-11 | Qorpak | CAP-00145 | QP-CAP-00145-EA | N/A | 20-400 Ribbed Bottle Cap, PTFE Liner | Thermoset caps with PTFE liners provide a wide range of chemical compatibility and temperature tolerance. Available in green or black. The foam backed PTFE resists attack from virtually all chemicals at room temperature and provides resilience for a tight seal. Thermoset caps are known for providing the widest range of chemical compatibility and for being the most temperature tolerant of plastic closures. They also provide the most consistent adherence to close dimensional tolerances. Thermoset closures cannot be remelted after they are formed. Common Thermoset cap resins include urea, phenolic, and melamine. Old Part# QP-5203A, New Part# QP-CAP-00145. Typically ships from Pennsylvania. Call (888) 322-5722 for availability. | EA | N/A | N/A | 0.406 | All Commercial Customers | 0% | 5% | 5% | 0.3857 | 0.38861 | 6-11 of Same Item 10% off ¦ 12+ of same Item 15% off | 7 days | Destination | USA
540-11 | Qorpak | CAP-00146 | QP-CAP-00146-EA | N/A | 20-400 Bottle Cap with Tin Foil Lined | 20-400 Black Phenolic Pulp/Tin Foil Lined Caps offer good chemical resistance and are typically used with solids and powders. Good resistance to hydro-carbons, alcohols, ketones and oils. Not recommended for acids and alkalis. Typically ships from Pennsylvania. Call (888) 322-5722 for availability. | EA | N/A | N/A | 0.27 | All Commercial Customers | 0% | 5% | 5% | 0.2565 | 0.25844 | 6-11 of Same Item 10% off ¦ 12+ of same Item 15% off | 7 days | Destination | USA
540-11 | Qorpak | CAP-00147 | QP-CAP-00147-EA | N/A | 20-400 Bottle Cap, Vinyl Lined | 20-400 Black Phenolic caps with pulp and vinyl liners are perfect for general use. The liner is made of a vinyl coating applied to high density polyethylene coated paper and then it is laminated to pulpboard. This general purpose liner is commonly used for food, beverage, medical and chemical applications packed at less than 120&deg; F., including mild acids, alkalis, solvents, alcohols, oils and aqueous products; not recommended for active hydrocarbons or bleaches. Typically ships from Pennsylvania. Call (888) 322-5722 for availability. | EA | N/A | N/A | 0.202 | All Commercial Customers | 0% | 5% | 5% | 0.1919 | 0.19335 | 6-11 of Same Item 10% off ¦ 12+ of same Item 15% off | 7 days | Destination | USA
540-11 | Qorpak | CAP-00154 | QP-CAP-00154-EA | N/A | 22-400 Ribbed Bottle Cap, Cone Lined | Black Phenolic caps with Polyseal cone liners form an exceptionally tight seal and offer a good chemical barrier. This liner molds itself around the sealing areas of the finish as the cap is screwed on, virtually eliminating leakage, evaporation, contamination, binding and backing off. Great for everything from liquids, to soaps, to macro-invertebrates. Typically ships from Pennsylvania. Call (888) 322-5722 for availability. | EA | N/A | N/A | 0.321 | All Commercial Customers | 0% | 5% | 5% | 0.30495 | 0.30725 | 6-11 of Same Item 10% off ¦ 12+ of same Item 15% off | 7 days | Destination | USA
540-11 | Qorpak | CAP-00155 | QP-CAP-00155-EA | N/A | 22-400 Ribbed Bottle Cap, PTFE Liner | Thermoset caps with PTFE liners provide a wide range of chemical compatibility and temperature tolerance. Available in green or black. The foam backed PTFE resists attack from virtually all chemicals at room temperature and provides resilience for a tight seal. Thermoset caps are known for providing the widest range of chemical compatibility and for being the most temperature tolerant of plastic closures. They also provide the most consistent adherence to close dimensional tolerances. Thermoset closures cannot be remelted after they are formed. Common Thermoset cap resins include urea, phenolic, and melamine. Old Part# QP-5204A, New Part# QP-CAP-00155. Typically ships from Pennsylvania. Call (888) 322-5722 for availability. | EA | N/A | N/A | 0.457 | All Commercial Customers | 0% | 5% | 5% | 0.43415 | 0.43743 | 6-11 of Same Item 10% off ¦ 12+ of same Item 15% off | 7 days | Destination | USA
540-11 | Qorpak | CAP-00156 | QP-CAP-00156-EA | N/A | 22-400 Bottle Cap with Aluminum Foil Lined | 22-400 Black Phenolic caps with aluminum foil liners are typically used for food applications. Free of odor and taste problems. Also can be used for non-acid, non-alkaline products. Great for organic solvents, chrome cleaners, brake fluids and mineral oils. Typically ships from Pennsylvania. Call (888) 322-5722 for availability. | EA | N/A | N/A | 0.219 | All Commercial Customers | 0% | 5% | 5% | 0.20805 | 0.20962 | 6-11 of Same Item 10% off ¦ 12+ of same Item 15% off | 7 days | Destination | USA
540-11 | Qorpak | CAP-00158 | QP-CAP-00158-EA | N/A | 22-400 Bottle Cap with Tin Foil Lined | 22-400 Black Phenolic Pulp/Tin Foil Lined Caps offer good chemical resistance and are typically used with solids and powders. Good resistance to hydro-carbons, alcohols, ketones and oils. Not recommended for acids and alkalis. Typically ships from Pennsylvania. Call (888) 322-5722 for availability. | EA | N/A | N/A | 0.304 | All Commercial Customers | 0% | 5% | 5% | 0.2888 | 0.29098 | 6-11 of Same Item 10% off ¦ 12+ of same Item 15% off | 7 days | Destination | USA
540-11 | Qorpak | CAP-00159 | QP-CAP-00159-EA | N/A | 22-400 Bottle Cap, Vinyl Lined | 22-400 Black Phenolic caps with pulp and vinyl liners are perfect for general use. The liner is made of a vinyl coating applied to high density polyethylene coated paper and then it is laminated to pulpboard. This general purpose liner is commonly used for food, beverage, medical and chemical applications packed at less than 120&deg; F., including mild acids, alkalis, solvents, alcohols, oils and aqueous products; not recommended for active hydrocarbons or bleaches. Typically ships from Pennsylvania. Call (888) 322-5722 for availability. | EA | N/A | N/A | 0.219 | All Commercial Customers | 0% | 5% | 5% | 0.20805 | 0.20962 | 6-11 of Same Item 10% off ¦ 12+ of same Item 15% off | 7 days | Destination | USA
540-11 | Qorpak | CAP-00170 | QP-CAP-00170-EA | N/A | 24-400 Ribbed Bottle Cap, Cone Lined | 24-400 Black Phenolic caps with Polyseal cone liners form an exceptionally tight seal and offer a good chemical barrier. This liner molds itself around the sealing areas of the finish as the cap is screwed on, virtually eliminating leakage, evaporation, contamination, binding and backing off. Great for everything from liquids, to soaps, to macro-invertebrates. Typically ships from Pennsylvania. Call (888) 322-5722 for availability. | EA | N/A | N/A | 0.321 | All Commercial Customers | 0% | 5% | 5% | 0.30495 | 0.30725 | 6-11 of Same Item 10% off ¦ 12+ of same Item 15% off | 7 days | Destination | USA
540-11 | Qorpak | CAP-00171 | QP-CAP-00171-EA | N/A | 24-400 Ribbed Bottle Cap, PTFE Liner | Thermoset caps with PTFE liners provide a wide range of chemical compatibility and temperature tolerance. Available in green or black. The foam backed PTFE resists attack from virtually all chemicals at room temperature and provides resilience for a tight seal. Thermoset caps are known for providing the widest range of chemical compatibility and for being the most temperature tolerant of plastic closures. They also provide the most consistent adherence to close dimensional tolerances. Thermoset closures cannot be remelted after they are formed. Common Thermoset cap resins include urea, phenolic, and melamine. Old Part# QP-5205A, New Part# QP-CAP-00171. Typically ships from Pennsylvania. Call (888) 322-5722 for availability. | EA | N/A | N/A | 0.525 | All Commercial Customers | 0% | 5% | 5% | 0.49875 | 0.50252 | 6-11 of Same Item 10% off ¦ 12+ of same Item 15% off | 7 days | Destination | USA
540-11 | Qorpak | CAP-00172 | QP-CAP-00172-EA | N/A | 24-400 Bottle Cap with Aluminum Foil Lined | 24-400 Black Phenolic caps with aluminum foil liners are typically used for food applications. Free of odor and taste problems. Also can be used for non-acid, non-alkaline products. Great for organic solvents, chrome cleaners, brake fluids and mineral oils. Typically ships from Pennsylvania. Call (888) 322-5722 for availability. | EA | N/A | N/A | 0.253 | All Commercial Customers | 0% | 5% | 5% | 0.24035 | 0.24217 | 6-11 of Same Item 10% off ¦ 12+ of same Item 15% off | 7 days | Destination | USA
540-11 | Qorpak | CAP-00174 | QP-CAP-00174-EA | N/A | 24-400 Bottle Cap with Tin Foil Lined | 24-400 Black Phenolic Pulp/Tin Foil Lined Caps offer good chemical resistance and are typically used with solids and powders. Good resistance to hydro-carbons, alcohols, ketones and oils. Not recommended for acids and alkalis. Typically ships from Pennsylvania. Call (888) 322-5722 for availability. | EA | N/A | N/A | 0.321 | All Commercial Customers | 0% | 5% | 5% | 0.30495 | 0.30725 | 6-11 of Same Item 10% off ¦ 12+ of same Item 15% off | 7 days | Destination | USA
540-11 | Qorpak | CAP-00175 | QP-CAP-00175-EA | N/A | 24-400 Bottle Cap, Vinyl Lined | 24-400 Black Phenolic caps with pulp and vinyl liners are perfect for general use. The liner is made of a vinyl coating applied to high density polyethylene coated paper and then it is laminated to pulpboard. This general purpose liner is commonly used for food, beverage, medical and chemical applications packed at less than 120&deg; F., including mild acids, alkalis, solvents, alcohols, oils and aqueous products; not recommended for active hydrocarbons or bleaches. Typically ships from Pennsylvania. Call (888) 322-5722 for availability. | EA | N/A | N/A | 0.253 | All Commercial Customers | 0% | 5% | 5% | 0.24035 | 0.24217 | 6-11 of Same Item 10% off ¦ 12+ of same Item 15% off | 7 days | Destination | USA
540-11 | Qorpak | CAP-00185 | QP-CAP-00185-EA | N/A | 24-410 Ribbed Bottle Cap, Cone Lined | 24-410 Black Phenolic caps with Polyseal cone liners form an exceptionally tight seal and offer a good chemical barrier. This liner molds itself around the sealing areas of the finish as the cap is screwed on, virtually eliminating leakage, evaporation, contamination, binding and backing off. Great for everything from liquids, to soaps, to macro-invertebrates. Typically ships from Pennsylvania. Call (888) 322-5722 for availability. | EA | N/A | N/A | 0.406 | All Commercial Customers | 0% | 5% | 5% | 0.3857 | 0.38861 | 6-11 of Same Item 10% off ¦ 12+ of same Item 15% off | 7 days | Destination | USA
540-11 | Qorpak | CAP-00186 | QP-CAP-00186-EA | N/A | 24-410 Bottle Cap, Vinyl Lined | 24-410 Black Phenolic caps with pulp and vinyl liners are perfect for general use. The liner is made of a vinyl coating applied to high density polyethylene coated paper and then it is laminated to pulpboard. This general purpose liner is commonly used for food, beverage, medical and chemical applications packed at less than 120&deg; F., including mild acids, alkalis, solvents, alcohols, oils and aqueous products; not recommended for active hydrocarbons or bleaches. Typically ships from Pennsylvania. Call (888) 322-5722 for availability. | EA | N/A | N/A | 0.27 | All Commercial Customers | 0% | 5% | 5% | 0.2565 | 0.25844 | 6-11 of Same Item 10% off ¦ 12+ of same Item 15% off | 7 days | Destination | USA
540-11 | Qorpak | CAP-00190 | QP-CAP-00190-EA | N/A | 28-400 Ribbed Bottle Cap, Cone Lined | 28-400 Black Phenolic caps with Polyseal cone liners form an exceptionally tight seal and offer a good chemical barrier. This liner molds itself around the sealing areas of the finish as the cap is screwed on, virtually eliminating leakage, evaporation, contamination, binding and backing off. Great for everything from liquids, to soaps, to macro-invertebrates. Typically ships from Pennsylvania. Call (888) 322-5722 for availability. | EA | N/A | N/A | 0.372 | All Commercial Customers | 0% | 5% | 5% | 0.3534 | 0.35607 | 6-11 of Same Item 10% off ¦ 12+ of same Item 15% off | 7 days | Destination | USA
540-11 | Qorpak | CAP-00191 | QP-CAP-00191-EA | N/A | 28-400 Ribbed Bottle Cap, PTFE Liner | Thermoset caps with PTFE liners provide a wide range of chemical compatibility and temperature tolerance. Available in green or black. The foam backed PTFE resists attack from virtually all chemicals at room temperature and provides resilience for a tight seal. Thermoset caps are known for providing the widest range of chemical compatibility and for being the most temperature tolerant of plastic closures. They also provide the most consistent adherence to close dimensional tolerances. Thermoset closures cannot be remelted after they are formed. Common Thermoset cap resins include urea, phenolic, and melamine. Old Part# QP-5206A, New Part# QP-CAP-00191. Typically ships from Pennsylvania. Call (888) 322-5722 for availability. | EA | N/A | N/A | 0.61 | All Commercial Customers | 0% | 5% | 5% | 0.5795 | 0.58388 | 6-11 of Same Item 10% off ¦ 12+ of same Item 15% off | 7 days | Destination | USA
540-11 | Qorpak | CAP-00193 | QP-CAP-00193-EA | N/A | 28-400 Bottle Cap with Aluminum Foil Lined | 28-400 Black Phenolic caps with aluminum foil liners are typically used for food applications. Free of odor and taste problems. Also can be used for non-acid, non-alkaline products. Great for organic solvents, chrome cleaners, brake fluids and mineral oils. Typically ships from Pennsylvania. Call (888) 322-5722 for availability. | EA | N/A | N/A | 0.355 | All Commercial Customers | 0% | 5% | 5% | 0.33725 | 0.3398 | 6-11 of Same Item 10% off ¦ 12+ of same Item 15% off | 7 days | Destination | USA
540-11 | Qorpak | CAP-00194 | QP-CAP-00194-EA | N/A | 28-400 Bottle Cap, Vinyl Lined | 28-400 Black Phenolic caps with pulp and vinyl liners are perfect for general use. The liner is made of a vinyl coating applied to high density polyethylene coated paper and then it is laminated to pulpboard. This general purpose liner is commonly used for food, beverage, medical and chemical applications packed at less than 120&deg; F., including mild acids, alkalis, solvents, alcohols, oils and aqueous products; not recommended for active hydrocarbons or bleaches. Typically ships from Pennsylvania. Call (888) 322-5722 for availability. | EA | N/A | N/A | 0.27 | All Commercial Customers | 0% | 5% | 5% | 0.2565 | 0.25844 | 6-11 of Same Item 10% off ¦ 12+ of same Item 15% off | 7 days | Destination | USA
540-11 | Qorpak | CAP-00204 | QP-CAP-00204-EA | N/A | 33-400 Ribbed Bottle Cap, Cone Lined | 33-400 Black Phenolic caps with Polyseal cone liners form an exceptionally tight seal and offer a good chemical barrier. This liner molds itself around the sealing areas of the finish as the cap is screwed on, virtually eliminating leakage, evaporation, contamination, binding and backing off. Great for everything from liquids, to soaps, to macro-invertebrates. Typically ships from Pennsylvania. Call (888) 322-5722 for availability. | EA | N/A | N/A | 0.423 | All Commercial Customers | 0% | 5% | 5% | 0.40185 | 0.40489 | 6-11 of Same Item 10% off ¦ 12+ of same Item 15% off | 7 days | Destination | USA
540-11 | Qorpak | CAP-00205 | QP-CAP-00205-EA | N/A | 33-400 Ribbed Bottle Cap, PTFE Liner | Thermoset caps with PTFE liners provide a wide range of chemical compatibility and temperature tolerance. Available in green or black. The foam backed PTFE resists attack from virtually all chemicals at room temperature and provides resilience for a tight seal. Thermoset caps are known for providing the widest range of chemical compatibility and for being the most temperature tolerant of plastic closures. They also provide the most consistent adherence to close dimensional tolerances. Thermoset closures cannot be remelted after they are formed. Common Thermoset cap resins include urea, phenolic, and melamine. Old Part# QP-5207A, New Part# QP-CAP-00205. Typically ships from Pennsylvania. Call (888) 322-5722 for availability. | EA | N/A | N/A | 0.78 | All Commercial Customers | 0% | 5% | 5% | 0.741 | 0.7466 | 6-11 of Same Item 10% off ¦ 12+ of same Item 15% off | 7 days | Destination | USA
540-11 | Qorpak | CAP-00206 | QP-CAP-00206-EA | N/A | 33-400 Bottle Cap with Aluminum Foil Lined | 33-400 Black Phenolic caps with aluminum foil liners are typically used for food applications. Free of odor and taste problems. Also can be used for non-acid, non-alkaline products. Great for organic solvents, chrome cleaners, brake fluids and mineral oils. Typically ships from Pennsylvania. Call (888) 322-5722 for availability. | EA | N/A | N/A | 0.338 | All Commercial Customers | 0% | 5% | 5% | 0.3211 | 0.32353 | 6-11 of Same Item 10% off ¦ 12+ of same Item 15% off | 7 days | Destination | USA
540-11 | Qorpak | CAP-00207 | QP-CAP-00207-EA | N/A | 33-400 Bottle Cap, Solid PE Lined | 33-400 Black Phenolic caps with solid PE liners offer good chemical resistance and low moisture vapor transmission rate. They are great for nail polish remover and higher concentration acids & alkalis. Good for non-oil products filled at room temperature. Because this lining system is paperless, your samples will not be contaminated with fiber or paper particles from the closure. Typically ships from Pennsylvania. Call (888) 322-5722 for availability. | EA | N/A | N/A | 0.372 | All Commercial Customers | 0% | 5% | 5% | 0.3534 | 0.35607 | 6-11 of Same Item 10% off ¦ 12+ of same Item 15% off | 7 days | Destination | USA
540-11 | Qorpak | CAP-00208 | QP-CAP-00208-EA | N/A | 33-400 Bottle Cap with Tin Foil Lined | 33-400 Black Phenolic Pulp/Tin Foil Lined Caps offer good chemical resistance and are typically used with solids and powders. Good resistance to hydro-carbons, alcohols, ketones and oils. Not recommended for acids and alkalis. Typically ships from Pennsylvania. Call (888) 322-5722 for availability. | EA | N/A | N/A | 0.423 | All Commercial Customers | 0% | 5% | 5% | 0.40185 | 0.40489 | 6-11 of Same Item 10% off ¦ 12+ of same Item 15% off | 7 days | Destination | USA
540-11 | Qorpak | CAP-00209 | QP-CAP-00209-EA | N/A | 33-400 Bottle Cap, Vinyl Lined | 33-400 Black Phenolic caps with pulp and vinyl liners are perfect for general use. The liner is made of a vinyl coating applied to high density polyethylene coated paper and then it is laminated to pulpboard. This general purpose liner is commonly used for food, beverage, medical and chemical applications packed at less than 120&deg; F., including mild acids, alkalis, solvents, alcohols, oils and aqueous products; not recommended for active hydrocarbons or bleaches. Typically ships from Pennsylvania. Call (888) 322-5722 for availability. | EA | N/A | N/A | 0.338 | All Commercial Customers | 0% | 5% | 5% | 0.3211 | 0.32353 | 6-11 of Same Item 10% off ¦ 12+ of same Item 15% off | 7 days | Destination | USA
540-11 | Qorpak | CAP-00222 | QP-CAP-00222-EA | N/A | 33-430 Ribbed Bottle Cap, PTFE Liner | Thermoset caps with PTFE liners provide a wide range of chemical compatibility and temperature tolerance. Available in green or black. The foam backed PTFE resists attack from virtually all chemicals at room temperature and provides resilience for a tight seal. Thermoset caps are known for providing the widest range of chemical compatibility and for being the most temperature tolerant of plastic closures. They also provide the most consistent adherence to close dimensional tolerances. Thermoset closures cannot be remelted after they are formed. Common Thermoset cap resins include urea, phenolic, and melamine. Old Part# QP-5220A, New Part# QP-CAP-00222. Typically ships from Pennsylvania. Call (888) 322-5722 for availability. | EA | N/A | N/A | 1.086 | All Commercial Customers | 0% | 5% | 5% | 1.0317 | 1.0395 | 6-11 of Same Item 10% off ¦ 12+ of same Item 15% off | 7 days | Destination | USA
540-11 | Qorpak | CAP-00224 | QP-CAP-00224-EA | N/A | 38-400 Ribbed Bottle Cap, Cone Lined | 22-400 Black Phenolic caps with Polyseal cone liners form an exceptionally tight seal and offer a good chemical barrier. This liner molds itself around the sealing areas of the finish as the cap is screwed on, virtually eliminating leakage, evaporation, contamination, binding and backing off. Great for everything from liquids, to soaps, to macro-invertebrates. Typically ships from Pennsylvania. Call (888) 322-5722 for availability. | EA | N/A | N/A | 0.525 | All Commercial Customers | 0% | 5% | 5% | 0.49875 | 0.50252 | 6-11 of Same Item 10% off ¦ 12+ of same Item 15% off | 7 days | Destination | USA
540-11 | Qorpak | CAP-00226 | QP-CAP-00226-EA | N/A | 38-400 Ribbed Bottle Cap, PTFE Liner | Thermoset caps with PTFE liners provide a wide range of chemical compatibility and temperature tolerance. Available in green or black. The foam backed PTFE resists attack from virtually all chemicals at room temperature and provides resilience for a tight seal. Thermoset caps are known for providing the widest range of chemical compatibility and for being the most temperature tolerant of plastic closures. They also provide the most consistent adherence to close dimensional tolerances. Thermoset closures cannot be remelted after they are formed. Common Thermoset cap resins include urea, phenolic, and melamine. Old Part# QP-5208A, New Part# QP-CAP-00226. Typically ships from Pennsylvania. Call (888) 322-5722 for availability. | EA | N/A | N/A | 1.035 | All Commercial Customers | 0% | 5% | 5% | 0.98325 | 0.99068 | 6-11 of Same Item 10% off ¦ 12+ of same Item 15% off | 7 days | Destination | USA
540-11 | Qorpak | CAP-00227 | QP-CAP-00227-EA | N/A | 38-400 Bottle Cap with Aluminum Foil Lined | 38-400 Black Phenolic caps with aluminum foil liners are typically used for food applications. Free of odor and taste problems. Also can be used for non-acid, non-alkaline products. Great for organic solvents, chrome cleaners, brake fluids and mineral oils. Typically ships from Pennsylvania. Call (888) 322-5722 for availability. | EA | N/A | N/A | 0.406 | All Commercial Customers | 0% | 5% | 5% | 0.3857 | 0.38861 | 6-11 of Same Item 10% off ¦ 12+ of same Item 15% off | 7 days | Destination | USA
540-11 | Qorpak | CAP-00228 | QP-CAP-00228-EA | N/A | 38-400 Bottle Cap, Solid PE Lined | 38-400 Black Phenolic caps with solid PE liners offer good chemical resistance and low moisture vapor transmission rate. They are great for nail polish remover and higher concentration acids & alkalis. Good for non-oil products filled at room temperature. Because this lining system is paperless, your samples will not be contaminated with fiber or paper particles from the closure. Typically ships from Pennsylvania. Call (888) 322-5722 for availability. | EA | N/A | N/A | 0.457 | All Commercial Customers | 0% | 5% | 5% | 0.43415 | 0.43743 | 6-11 of Same Item 10% off ¦ 12+ of same Item 15% off | 7 days | Destination | USA
540-11 | Qorpak | CAP-00229 | QP-CAP-00229-EA | N/A | 38-400 Bottle Cap with Tin Foil Lined | 38-400 Black Phenolic Pulp/Tin Foil Lined Caps offer good chemical resistance and are typically used with solids and powders. Good resistance to hydro-carbons, alcohols, ketones and oils. Not recommended for acids and alkalis. Typically ships from Pennsylvania. Call (888) 322-5722 for availability. | EA | N/A | N/A | 0.508 | All Commercial Customers | 0% | 5% | 5% | 0.4826 | 0.48625 | 6-11 of Same Item 10% off ¦ 12+ of same Item 15% off | 7 days | Destination | USA
540-11 | Qorpak | CAP-00230 | QP-CAP-00230-EA | N/A | 38-400 Bottle Cap, Vinyl Lined | 38-400 Black Phenolic caps with pulp and vinyl liners are perfect for general use. The liner is made of a vinyl coating applied to high density polyethylene coated paper and then it is laminated to pulpboard. This general purpose liner is commonly used for food, beverage, medical and chemical applications packed at less than 120&deg; F., including mild acids, alkalis, solvents, alcohols, oils and aqueous products; not recommended for active hydrocarbons or bleaches. Typically ships from Pennsylvania. Call (888) 322-5722 for availability. | EA | N/A | N/A | 0.389 | All Commercial Customers | 0% | 5% | 5% | 0.36955 | 0.37234 | 6-11 of Same Item 10% off ¦ 12+ of same Item 15% off | 7 days | Destination | USA
540-11 | Qorpak | CAP-00240 | QP-CAP-00240-EA | N/A | 38-430 Ribbed Bottle Cap, PTFE Liner | Thermoset caps with PTFE liners provide a wide range of chemical compatibility and temperature tolerance. Available in green or black. The foam backed PTFE resists attack from virtually all chemicals at room temperature and provides resilience for a tight seal. Thermoset caps are known for providing the widest range of chemical compatibility and for being the most temperature tolerant of plastic closures. They also provide the most consistent adherence to close dimensional tolerances. Thermoset closures cannot be remelted after they are formed. Common Thermoset cap resins include urea, phenolic, and melamine. Old Part# QP-5221A, New Part# QP-CAP-00240. Typically ships from Pennsylvania. Call (888) 322-5722 for availability. | EA | N/A | N/A | 1.443 | All Commercial Customers | 0% | 5% | 5% | 1.3709 | 1.3812 | 6-11 of Same Item 10% off ¦ 12+ of same Item 15% off | 7 days | Destination | USA
540-11 | Qorpak | CAP-00242 | QP-CAP-00242-EA | N/A | 43-400 Bottle Cap with Aluminum Foil Lined | 43-400 Black Phenolic caps with aluminum foil liners are typically used for food applications. Free of odor and taste problems. Also can be used for non-acid, non-alkaline products. Great for organic solvents, chrome cleaners, brake fluids and mineral oils. Typically ships from Pennsylvania. Call (888) 322-5722 for availability. | EA | N/A | N/A | 0.44 | All Commercial Customers | 0% | 5% | 5% | 0.418 | 0.42116 | 6-11 of Same Item 10% off ¦ 12+ of same Item 15% off | 7 days | Destination | USA
540-11 | Qorpak | CAP-00243 | QP-CAP-00243-EA | N/A | 43-400 Bottle Cap, Solid PE Lined | 43-400 Black Phenolic caps with solid PE liners offer good chemical resistance and low moisture vapor transmission rate. They are great for nail polish remover and higher concentration acids & alkalis. Good for non-oil products filled at room temperature. Because this lining system is paperless, your samples will not be contaminated with fiber or paper particles from the closure. Typically ships from Pennsylvania. Call (888) 322-5722 for availability. | EA | N/A | N/A | 0.508 | All Commercial Customers | 0% | 5% | 5% | 0.4826 | 0.48625 | 6-11 of Same Item 10% off ¦ 12+ of same Item 15% off | 7 days | Destination | USA
540-11 | Qorpak | CAP-00244 | QP-CAP-00244-EA | N/A | 43-400 Bottle Cap with Tin Foil Lined | 43-400 Black Phenolic Pulp/Tin Foil Lined Caps offer good chemical resistance and are typically used with solids and powders. Good resistance to hydro-carbons, alcohols, ketones and oils. Not recommended for acids and alkalis. Typically ships from Pennsylvania. Call (888) 322-5722 for availability. | EA | N/A | N/A | 0.61 | All Commercial Customers | 0% | 5% | 5% | 0.5795 | 0.58388 | 6-11 of Same Item 10% off ¦ 12+ of same Item 15% off | 7 days | Destination | USA
540-11 | Qorpak | CAP-00245 | QP-CAP-00245-EA | N/A | 43-400 Bottle Cap, Vinyl Lined | 43-400 Black Phenolic caps with pulp and vinyl liners are perfect for general use. The liner is made of a vinyl coating applied to high density polyethylene coated paper and then it is laminated to pulpboard. This general purpose liner is commonly used for food, beverage, medical and chemical applications packed at less than 120&deg; F., including mild acids, alkalis, solvents, alcohols, oils and aqueous products; not recommended for active hydrocarbons or bleaches. Typically ships from Pennsylvania. Call (888) 322-5722 for availability. | EA | N/A | N/A | 0.423 | All Commercial Customers | 0% | 5% | 5% | 0.40185 | 0.40489 | 6-11 of Same Item 10% off ¦ 12+ of same Item 15% off | 7 days | Destination | USA
540-11 | Qorpak | CAP-00255 | QP-CAP-00255-EA | N/A | 45-400 Bottle Cap, Vinyl Lined | 45-400 Black Phenolic caps with pulp and vinyl liners are perfect for general use. The liner is made of a vinyl coating applied to high density polyethylene coated paper and then it is laminated to pulpboard. This general purpose liner is commonly used for food, beverage, medical and chemical applications packed at less than 120&deg; F., including mild acids, alkalis, solvents, alcohols, oils and aqueous products; not recommended for active hydrocarbons or bleaches. Typically ships from Pennsylvania. Call (888) 322-5722 for availability. | EA | N/A | N/A | 0.44 | All Commercial Customers | 0% | 5% | 5% | 0.418 | 0.42116 | 6-11 of Same Item 10% off ¦ 12+ of same Item 15% off | 7 days | Destination | USA
540-11 | Qorpak | CAP-00259 | QP-CAP-00259-EA | N/A | 48-400 Bottle Cap with Aluminum Foil Lined | 48-400 Black Phenolic caps with aluminum foil liners are typically used for food applications. Free of odor and taste problems. Also can be used for non-acid, non-alkaline products. Great for organic solvents, chrome cleaners, brake fluids and mineral oils. Typically ships from Pennsylvania. Call (888) 322-5722 for availability. | EA | N/A | N/A | 0.508 | All Commercial Customers | 0% | 5% | 5% | 0.4826 | 0.48625 | 6-11 of Same Item 10% off ¦ 12+ of same Item 15% off | 7 days | Destination | USA
540-11 | Qorpak | CAP-00260 | QP-CAP-00260-EA | N/A | 48-400 Bottle Cap, Solid PE Lined | 48-400 Black Phenolic caps with solid PE liners offer good chemical resistance and low moisture vapor transmission rate. They are great for nail polish remover and higher concentration acids & alkalis. Good for non-oil products filled at room temperature. Because this lining system is paperless, your samples will not be contaminated with fiber or paper particles from the closure. Typically ships from Pennsylvania. Call (888) 322-5722 for availability. | EA | N/A | N/A | 0.576 | All Commercial Customers | 0% | 5% | 5% | 0.5472 | 0.55134 | 6-11 of Same Item 10% off ¦ 12+ of same Item 15% off | 7 days | Destination | USA
540-11 | Qorpak | CAP-00261 | QP-CAP-00261-EA | N/A | 48-400 Bottle Cap with Tin Foil Lined | 48-400 Black Phenolic Pulp/Tin Foil Lined Caps offer good chemical resistance and are typically used with solids and powders. Good resistance to hydro-carbons, alcohols, ketones and oils. Not recommended for acids and alkalis. Typically ships from Pennsylvania. Call (888) 322-5722 for availability. | EA | N/A | N/A | 0.729 | All Commercial Customers | 0% | 5% | 5% | 0.69255 | 0.69778 | 6-11 of Same Item 10% off ¦ 12+ of same Item 15% off | 7 days | Destination | USA
540-11 | Qorpak | CAP-00263 | QP-CAP-00263-EA | N/A | 48-400 Bottle Cap, Vinyl Lined | 48-400 Black Phenolic caps with pulp and vinyl liners are perfect for general use. The liner is made of a vinyl coating applied to high density polyethylene coated paper and then it is laminated to pulpboard. This general purpose liner is commonly used for food, beverage, medical and chemical applications packed at less than 120&deg; F., including mild acids, alkalis, solvents, alcohols, oils and aqueous products; not recommended for active hydrocarbons or bleaches. Typically ships from Pennsylvania. Call (888) 322-5722 for availability. | EA | N/A | N/A | 0.491 | All Commercial Customers | 0% | 5% | 5% | 0.46645 | 0.46997 | 6-11 of Same Item 10% off ¦ 12+ of same Item 15% off | 7 days | Destination | USA
540-11 | Qorpak | CAP-00273 | QP-CAP-00273-EA | N/A | 53-400 Bottle Cap with Aluminum Foil Lined | 53-400 Black Phenolic caps with aluminum foil liners are typically used for food applications. Free of odor and taste problems. Also can be used for non-acid, non-alkaline products. Great for organic solvents, chrome cleaners, brake fluids and mineral oils. Typically ships from Pennsylvania. Call (888) 322-5722 for availability. | EA | N/A | N/A | 0.542 | All Commercial Customers | 0% | 5% | 5% | 0.5149 | 0.51879 | 6-11 of Same Item 10% off ¦ 12+ of same Item 15% off | 7 days | Destination | USA
540-11 | Qorpak | CAP-00274 | QP-CAP-00274-EA | N/A | 53-400 Bottle Cap, Solid PE Lined | 53-400 Black Phenolic caps with solid PE liners offer good chemical resistance and low moisture vapor transmission rate. They are great for nail polish remover and higher concentration acids & alkalis. Good for non-oil products filled at room temperature. Because this lining system is paperless, your samples will not be contaminated with fiber or paper particles from the closure. Typically ships from Pennsylvania. Call (888) 322-5722 for availability. | EA | N/A | N/A | 0.661 | All Commercial Customers | 0% | 5% | 5% | 0.62795 | 0.6327 | 6-11 of Same Item 10% off ¦ 12+ of same Item 15% off | 7 days | Destination | USA
540-11 | Qorpak | CAP-00275 | QP-CAP-00275-EA | N/A | 53-400 Bottle Cap with Tin Foil Lined | 53-400 Black Phenolic Pulp/Tin Foil Lined Caps offer good chemical resistance and are typically used with solids and powders. Good resistance to hydro-carbons, alcohols, ketones and oils. Not recommended for acids and alkalis. Typically ships from Pennsylvania. Call (888) 322-5722 for availability. | EA | N/A | N/A | 0.831 | All Commercial Customers | 0% | 5% | 5% | 0.78945 | 0.79542 | 6-11 of Same Item 10% off ¦ 12+ of same Item 15% off | 7 days | Destination | USA
540-11 | Qorpak | CAP-00276 | QP-CAP-00276-EA | N/A | 53-400 Ribbed Bottle Cap, PTFE Liner | Thermoset caps with PTFE liners provide a wide range of chemical compatibility and temperature tolerance. Available in green or black. The foam backed PTFE resists attack from virtually all chemicals at room temperature and provides resilience for a tight seal. Thermoset caps are known for providing the widest range of chemical compatibility and for being the most temperature tolerant of plastic closures. They also provide the most consistent adherence to close dimensional tolerances. Thermoset closures cannot be remelted after they are formed. Common Thermoset cap resins include urea, phenolic, and melamine. Old Part# QP-5212A, New Part# QP-CAP-00276. Typically ships from Pennsylvania. Call (888) 322-5722 for availability. | EA | N/A | N/A | 1.664 | All Commercial Customers | 0% | 5% | 5% | 1.5808 | 1.5927 | 6-11 of Same Item 10% off ¦ 12+ of same Item 15% off | 7 days | Destination | USA
540-11 | Qorpak | CAP-00277 | QP-CAP-00277-EA | N/A | 53-400 Bottle Cap, Vinyl Lined | 53-400 Black Phenolic caps with pulp and vinyl liners are perfect for general use. The liner is made of a vinyl coating applied to high density polyethylene coated paper and then it is laminated to pulpboard. This general purpose liner is commonly used for food, beverage, medical and chemical applications packed at less than 120&deg; F., including mild acids, alkalis, solvents, alcohols, oils and aqueous products; not recommended for active hydrocarbons or bleaches. Typically ships from Pennsylvania. Call (888) 322-5722 for availability. | EA | N/A | N/A | 0.508 | All Commercial Customers | 0% | 5% | 5% | 0.4826 | 0.48625 | 6-11 of Same Item 10% off ¦ 12+ of same Item 15% off | 7 days | Destination | USA
540-11 | Qorpak | CAP-00285 | QP-CAP-00285-EA | N/A | 58-400 Bottle Cap with Aluminum Foil Lined | 58-400 Black Phenolic caps with aluminum foil liners are typically used for food applications. Free of odor and taste problems. Also can be used for non-acid, non-alkaline products. Great for organic solvents, chrome cleaners, brake fluids and mineral oils. Typically ships from Pennsylvania. Call (888) 322-5722 for availability. | EA | N/A | N/A | 0.61 | All Commercial Customers | 0% | 5% | 5% | 0.5795 | 0.58388 | 6-11 of Same Item 10% off ¦ 12+ of same Item 15% off | 7 days | Destination | USA
540-11 | Qorpak | CAP-00286 | QP-CAP-00286-EA | N/A | 58-400 Bottle Cap, Solid PE Lined | 58-400 Black Phenolic caps with solid PE liners offer good chemical resistance and low moisture vapor transmission rate. They are great for nail polish remover and higher concentration acids & alkalis. Good for non-oil products filled at room temperature. Because this lining system is paperless, your samples will not be contaminated with fiber or paper particles from the closure. Typically ships from Pennsylvania. Call (888) 322-5722 for availability. | EA | N/A | N/A | 0.729 | All Commercial Customers | 0% | 5% | 5% | 0.69255 | 0.69778 | 6-11 of Same Item 10% off ¦ 12+ of same Item 15% off | 7 days | Destination | USA
540-11 | Qorpak | CAP-00287 | QP-CAP-00287-EA | N/A | 58-400 Bottle Cap with Tin Foil Lined | 58-400 Black Phenolic Pulp/Tin Foil Lined Caps offer good chemical resistance and are typically used with solids and powders. Good resistance to hydro-carbons, alcohols, ketones and oils. Not recommended for acids and alkalis. Typically ships from Pennsylvania. Call (888) 322-5722 for availability. | EA | N/A | N/A | 0.916 | All Commercial Customers | 0% | 5% | 5% | 0.8702 | 0.87678 | 6-11 of Same Item 10% off ¦ 12+ of same Item 15% off | 7 days | Destination | USA
540-11 | Qorpak | CAP-00289 | QP-CAP-00289-EA | N/A | 58-400 Bottle Cap, Vinyl Lined | 58-400 Black Phenolic caps with pulp and vinyl liners are perfect for general use. The liner is made of a vinyl coating applied to high density polyethylene coated paper and then it is laminated to pulpboard. This general purpose liner is commonly used for food, beverage, medical and chemical applications packed at less than 120&deg; F., including mild acids, alkalis, solvents, alcohols, oils and aqueous products; not recommended for active hydrocarbons or bleaches. Typically ships from Pennsylvania. Call (888) 322-5722 for availability. | EA | N/A | N/A | 0.576 | All Commercial Customers | 0% | 5% | 5% | 0.5472 | 0.55134 | 6-11 of Same Item 10% off ¦ 12+ of same Item 15% off | 7 days | Destination | USA
540-11 | Qorpak | CAP-00297 | QP-CAP-00297-EA | N/A | 63-400 Bottle Cap with Aluminum Foil Lined | 63-400 Black Phenolic caps with aluminum foil liners are typically used for food applications. Free of odor and taste problems. Also can be used for non-acid, non-alkaline products. Great for organic solvents, chrome cleaners, brake fluids and mineral oils. Typically ships from Pennsylvania. Call (888) 322-5722 for availability. | EA | N/A | N/A | 0.746 | All Commercial Customers | 0% | 5% | 5% | 0.7087 | 0.71406 | 6-11 of Same Item 10% off ¦ 12+ of same Item 15% off | 7 days | Destination | USA
540-11 | Qorpak | CAP-00298 | QP-CAP-00298-EA | N/A | 63-400 Bottle Cap, Solid PE Lined | 63-400 Black Phenolic caps with solid PE liners offer good chemical resistance and low moisture vapor transmission rate. They are great for nail polish remover and higher concentration acids & alkalis. Good for non-oil products filled at room temperature. Because this lining system is paperless, your samples will not be contaminated with fiber or paper particles from the closure. Typically ships from Pennsylvania. Call (888) 322-5722 for availability. | EA | N/A | N/A | 0.831 | All Commercial Customers | 0% | 5% | 5% | 0.78945 | 0.79542 | 6-11 of Same Item 10% off ¦ 12+ of same Item 15% off | 7 days | Destination | USA
540-11 | Qorpak | CAP-00299 | QP-CAP-00299-EA | N/A | 63-400 Bottle Cap with Tin Foil Lined | 63-400 Black Phenolic Pulp/Tin Foil Lined Caps offer good chemical resistance and are typically used with solids and powders. Good resistance to hydro-carbons, alcohols, ketones and oils. Not recommended for acids and alkalis. Typically ships from Pennsylvania. Call (888) 322-5722 for availability. | EA | N/A | N/A | 1.137 | All Commercial Customers | 0% | 5% | 5% | 1.0801 | 1.0883 | 6-11 of Same Item 10% off ¦ 12+ of same Item 15% off | 7 days | Destination | USA
540-11 | Qorpak | CAP-00300 | QP-CAP-00300-EA | N/A | 63-400 Bottle Cap, Vinyl Lined | 63-400 Black Phenolic caps with pulp and vinyl liners are perfect for general use. The liner is made of a vinyl coating applied to high density polyethylene coated paper and then it is laminated to pulpboard. This general purpose liner is commonly used for food, beverage, medical and chemical applications packed at less than 120&deg; F., including mild acids, alkalis, solvents, alcohols, oils and aqueous products; not recommended for active hydrocarbons or bleaches. Typically ships from Pennsylvania. Call (888) 322-5722 for availability. | EA | N/A | N/A | 0.695 | All Commercial Customers | 0% | 5% | 5% | 0.66025 | 0.66524 | 6-11 of Same Item 10% off ¦ 12+ of same Item 15% off | 7 days | Destination | USA
540-11 | Qorpak | CAP-00307 | QP-CAP-00307-EA | N/A | 70-400 Bottle Cap with Aluminum Foil Lined | 70-400 Black Phenolic caps with aluminum foil liners are typically used for food applications. Free of odor and taste problems. Also can be used for non-acid, non-alkaline products. Great for organic solvents, chrome cleaners, brake fluids and mineral oils. Typically ships from Pennsylvania. Call (888) 322-5722 for availability. | EA | N/A | N/A | 0.899 | All Commercial Customers | 0% | 5% | 5% | 0.85405 | 0.8605 | 6-11 of Same Item 10% off ¦ 12+ of same Item 15% off | 7 days | Destination | USA
540-11 | Qorpak | CAP-00308 | QP-CAP-00308-EA | N/A | 70-400 Bottle Cap, Solid PE Lined | 70-400 'Black Phenolic caps with solid PE liners offer good chemical resistance and low moisture vapor transmission rate. They are great for nail polish remover and higher concentration acids & alkalis. Good for non-oil products filled at room temperature. Because this lining system is paperless, your samples will not be contaminated with fiber or paper particles from the closure. Typically ships from Pennsylvania. Call (888) 322-5722 for availability. | EA | N/A | N/A | 1.052 | All Commercial Customers | 0% | 5% | 5% | 0.9994 | 1.007 | 6-11 of Same Item 10% off ¦ 12+ of same Item 15% off | 7 days | Destination | USA
540-11 | Qorpak | CAP-00309 | QP-CAP-00309-EA | N/A | 70-400 Bottle Cap with Tin Foil Lined | 70-400 Black Phenolic Pulp/Tin Foil Lined Caps offer good chemical resistance and are typically used with solids and powders. Good resistance to hydro-carbons, alcohols, ketones and oils. Not recommended for acids and alkalis. Typically ships from Pennsylvania. Call (888) 322-5722 for availability. | EA | N/A | N/A | 1.324 | All Commercial Customers | 0% | 5% | 5% | 1.2578 | 1.2673 | 6-11 of Same Item 10% off ¦ 12+ of same Item 15% off | 7 days | Destination | USA
540-11 | Qorpak | CAP-00311 | QP-CAP-00311-EA | N/A | 70-400 Bottle Cap, Vinyl Lined | 70-400 Black Phenolic caps with pulp and vinyl liners are perfect for general use. The liner is made of a vinyl coating applied to high density polyethylene coated paper and then it is laminated to pulpboard. This general purpose liner is commonly used for food, beverage, medical and chemical applications packed at less than 120&deg; F., including mild acids, alkalis, solvents, alcohols, oils and aqueous products; not recommended for active hydrocarbons or bleaches. Typically ships from Pennsylvania. Call (888) 322-5722 for availability. | EA | N/A | N/A | 0.848 | All Commercial Customers | 0% | 5% | 5% | 0.8056 | 0.81169 | 6-11 of Same Item 10% off ¦ 12+ of same Item 15% off | 7 days | Destination | USA
540-11 | Qorpak | CAP-00319 | QP-CAP-00319-EA | N/A | 83-400 Black Ribbed Polypropylene unlined Cap | 83-400 Black Ribbed Polypropylene Linerless Caps, bulk packaged. Polypropylene caps are known for good impact strength, cost effectiveness, and pliability. Linerless polypropylene closures are available in white or black. These caps are autoclavable and are suitable for many dry products. Typically ships from Pennsylvania. Call (888) 322-5722 for availability. | EA | N/A | N/A | 0.355 | All Commercial Customers | 0% | 5% | 5% | 0.33725 | 0.3398 | 6-11 of Same Item 10% off ¦ 12+ of same Item 15% off | 7 days | Destination | USA
540-11 | Qorpak | CAP-00322 | QP-CAP-00322-EA | N/A | 89-400 White Ribbed Polypropylene unlined Cap | 89-400 White Ribbed Polypropylene Linerless Caps. Polypropylene caps are known for good impact strength, cost effectiveness, and pliability. Linerless polypropylene closures are available in white or black. These caps are autoclavable and are suitable for many dry products. Typically ships from Pennsylvania. Call (888) 322-5722 for availability. | EA | N/A | N/A | 0.372 | All Commercial Customers | 0% | 5% | 5% | 0.3534 | 0.35607 | 6-11 of Same Item 10% off ¦ 12+ of same Item 15% off | 7 days | Destination | USA
540-11 | Qorpak | CAP-00323 | QP-CAP-00323-EA | N/A | 89-400 Black Ribbed Polypropylene unlined Cap | 89-400 Black Ribbed Polypropylene Linerless Caps, bulk packaged. Polypropylene caps are known for good impact strength, cost effectiveness, and pliability. Linerless polypropylene closures are available in white or black. These caps are autoclavable and are suitable for many dry products. Typically ships from Pennsylvania. Call (888) 322-5722 for availability. | EA | N/A | N/A | 0.372 | All Commercial Customers | 0% | 5% | 5% | 0.3534 | 0.35607 | 6-11 of Same Item 10% off ¦ 12+ of same Item 15% off | 7 days | Destination | USA
540-11 | Qorpak | CAP-00324 | QP-CAP-00324-EA | N/A | 89-400 White Ribbed Cap, Foam Lined | 89-400 White Polypropylene caps with SturdeeSeal polyethylene foam liners are known for good impact strength, cost effectiveness, and pliability. These closures have excellent sealing characteristics and offer good chemical resistance including acids, alcohols, alkalis, aqueous products, cosmetics, household oils and solvents. Typically ships from Pennsylvania. Call (888) 322-5722 for availability. | EA | N/A | N/A | 0.61 | All Commercial Customers | 0% | 5% | 5% | 0.5795 | 0.58388 | 6-11 of Same Item 10% off ¦ 12+ of same Item 15% off | 7 days | Destination | USA
540-11 | Qorpak | CAP-00326 | QP-CAP-00326-EA | N/A | 120-400 White Ribbed Polypropylene unlined Cap | 120-400 White Ribbed Polypropylene Linerless Caps. Polypropylene caps are known for good impact strength, cost effectiveness, and pliability. Linerless polypropylene closures are available in white or black. These caps are autoclavable and are suitable for many dry products. Typically ships from Pennsylvania. Call (888) 322-5722 for availability. | EA | N/A | N/A | 0.576 | All Commercial Customers | 0% | 5% | 5% | 0.5472 | 0.55134 | 6-11 of Same Item 10% off ¦ 12+ of same Item 15% off | 7 days | Destination | USA
540-11 | Qorpak | CAP-00327 | QP-CAP-00327-EA | N/A | 120-400 White Ribbed Cap, Foam Lined | 120-400 White Polypropylene caps with SturdeeSeal polyethylene foam liners are known for good impact strength, cost effectiveness, and pliability. These closures have excellent sealing characteristics and offer good chemical resistance including acids, alcohols, alkalis, aqueous products, cosmetics, household oils and solvents. Typically ships from Pennsylvania. Call (888) 322-5722 for availability. | EA | N/A | N/A | 0.814 | All Commercial Customers | 0% | 5% | 5% | 0.7733 | 0.77914 | 6-11 of Same Item 10% off ¦ 12+ of same Item 15% off | 7 days | Destination | USA
540-11 | Qorpak | CAP-00337 | QP-CAP-00337-EA | N/A | 24-410 Green Polypropylene unlined Hole Cap | 24-410 Green PP Unlined Hole Caps. Polypropylene Hole Caps are known for good impact strength, cost effectiveness, and pliability. Septa sold separately. Typically ships from Pennsylvania. Call (888) 322-5722 for availability. | EA | N/A | N/A | 0.185 | All Commercial Customers | 0% | 5% | 5% | 0.17575 | 0.17708 | 6-11 of Same Item 10% off ¦ 12+ of same Item 15% off | 7 days | Destination | USA
540-11 | Qorpak | CAP-00340 | QP-CAP-00340-EA | N/A | 24-410 White Ribbed Cap, Foam Lined | 24-410 White Polypropylene caps with SturdeeSeal polyethylene foam liners are known for good impact strength, cost effectiveness, and pliability. These closures have excellent sealing characteristics and offer good chemical resistance including acids, alcohols, alkalis, aqueous products, cosmetics, household oils and solvents. Typically ships from Pennsylvania. Call (888) 322-5722 for availability. | EA | N/A | N/A | 0.185 | All Commercial Customers | 0% | 5% | 5% | 0.17575 | 0.17708 | 6-11 of Same Item 10% off ¦ 12+ of same Item 15% off | 7 days | Destination | USA
540-11 | Qorpak | CAP-00341 | QP-CAP-00341-EA | N/A | 24-410 White unlined Flip Top Cap | 24-410 Flip Top dropper caps are ideal on the workbench for dispensing small amounts of liquid. They are made of durable polypropylene and are unlined. Orifice is 3.0mm. Typically ships from Pennsylvania. | EA | N/A | N/A | 0.372 | All Commercial Customers | 0% | 5% | 5% | 0.3534 | 0.35607 | 6-11 of Same Item 10% off ¦ 12+ of same Item 15% off | 7 days | Destination | USA
540-11 | Qorpak | CAP-00346 | QP-CAP-00346-EA | N/A | 28-400 Black Ribbed Polypropylene unlined Cap | 28-400 Black Ribbed Polypropylene Linerless Caps. Polypropylene caps are known for good impact strength, cost effectiveness, and pliability. Linerless polypropylene closures are available in white or black. These caps are autoclavable and are suitable for many dry products. Old Part# QP-5Y28BEU, New Part# QP-CAP-00346. Typically ships from Pennsylvania. Call (888) 322-5722 for availability. | EA | N/A | N/A | 0.151 | All Commercial Customers | 0% | 5% | 5% | 0.14345 | 0.14453 | 6-11 of Same Item 10% off ¦ 12+ of same Item 15% off | 7 days | Destination | USA
540-11 | Qorpak | CAP-00347 | QP-CAP-00347-EA | N/A | 28-400 White Ribbed Cap, Foam Lined | 28-400 White Polypropylene caps with SturdeeSeal polyethylene foam liners are known for good impact strength, cost effectiveness, and pliability. These closures have excellent sealing characteristics and offer good chemical resistance including acids, alcohols, alkalis, aqueous products, cosmetics, household oils and solvents. Typically ships from Pennsylvania. Call (888) 322-5722 for availability. | EA | N/A | N/A | 0.151 | All Commercial Customers | 0% | 5% | 5% | 0.14345 | 0.14453 | 6-11 of Same Item 10% off ¦ 12+ of same Item 15% off | 7 days | Destination | USA
540-11 | Qorpak | CAP-00348 | QP-CAP-00348-EA | N/A | 28-400 White unlined Flip Top Cap | 28-400 Flip Top Caps are ideal on the workbench for dispensing small amounts of liquid. They are made of durable polypropylene and are unlined. Orifice is 3.0mm. Typically ships from Pennsylvania. Call (888) 322-5722 for availability. | EA | N/A | N/A | 0.389 | All Commercial Customers | 0% | 5% | 5% | 0.36955 | 0.37234 | 6-11 of Same Item 10% off ¦ 12+ of same Item 15% off | 7 days | Destination | USA
540-11 | Qorpak | CAP-00353 | QP-CAP-00353-EA | N/A | 28-410 White Ribbed Cap, Foam Lined | 28-410 White Polypropylene caps with SturdeeSeal polyethylene foam liners are known for good impact strength, cost effectiveness, and pliability. These closures have excellent sealing characteristics and offer good chemical resistance including acids, alcohols, alkalis, aqueous products, cosmetics, household oils and solvents. Typically ships from Pennsylvania. Call (888) 322-5722 for availability. | EA | N/A | N/A | 0.168 | All Commercial Customers | 0% | 5% | 5% | 0.1596 | 0.16081 | 6-11 of Same Item 10% off ¦ 12+ of same Item 15% off | 7 days | Destination | USA
540-11 | Qorpak | CAP-00355 | QP-CAP-00355-EA | N/A | 33-400 White Hole Cap, Bonded PTFE/Silicone Septa | White polypropylene hole caps with bonded PTFE/Silicone septa provide assurance that the septa will not slip away from the cap while injecting. The PTFE/Silicone septa has excellent resealing and chemical resistant properties. Typically ships from Pennsylvania. Call (888) 322-5722 for availability. | EA | N/A | N/A | 1.46 | All Commercial Customers | 0% | 5% | 5% | 1.387 | 1.3975 | 6-11 of Same Item 10% off ¦ 12+ of same Item 15% off | 7 days | Destination | USA
540-11 | Qorpak | CAP-00356 | QP-CAP-00356-EA | N/A | 33-400 White Ribbed Polypropylene unlined Cap | 33-400 White Polypropylene caps with SturdeeSeal polyethylene foam liners are known for good impact strength, cost effectiveness, and pliability. These closures have excellent sealing characteristics and offer good chemical resistance including acids, alcohols, alkalis, aqueous products, cosmetics, household oils and solvents. Typically ships from Pennsylvania. Call (888) 322-5722 for availability. | EA | N/A | N/A | 0.151 | All Commercial Customers | 0% | 5% | 5% | 0.14345 | 0.14453 | 6-11 of Same Item 10% off ¦ 12+ of same Item 15% off | 7 days | Destination | USA
540-11 | Qorpak | CAP-00359 | QP-CAP-00359-EA | N/A | 33-400 White Ribbed Cap, Foam Lined | 33-400 White Polypropylene caps with SturdeeSeal polyethylene foam liners are known for good impact strength, cost effectiveness, and pliability. These closures have excellent sealing characteristics and offer good chemical resistance including acids, alcohols, alkalis, aqueous products, cosmetics, household oils and solvents. Typically ships from Pennsylvania. Call (888) 322-5722 for availability. | EA | N/A | N/A | 0.168 | All Commercial Customers | 0% | 5% | 5% | 0.1596 | 0.16081 | 6-11 of Same Item 10% off ¦ 12+ of same Item 15% off | 7 days | Destination | USA
540-11 | Qorpak | CAP-00363 | QP-CAP-00363-EA | N/A | 33-430 Black Ribbed Polypropylene unlined Caps, case/500 | 33-430 Black Ribbed Polypropylene Linerless Caps. Polypropylene caps are known for good impact strength, cost effectiveness, and pliability. Linerless polypropylene closures are available in white or black. These caps are autoclavable and are suitable for many dry products. Old Part# QP-5Y34QEU, New Part# QP-CAP-00363. Typically ships from Pennsylvania. Call (888) 322-5722 for availability. | EA | N/A | N/A | 182.5425 | All Commercial Customers | 0% | 5% | 5% | 173.4154 | 174.7258 | 6-11 of Same Item 10% off ¦ 12+ of same Item 15% off | 7 days | Destination | USA
540-11 | Qorpak | CAP-00366 | QP-CAP-00366-EA | N/A | 38-400 White Ribbed Polypropylene unlined Cap | 38-400 White Ribbed Polypropylene Linerless Caps. Polypropylene caps are known for good impact strength, cost effectiveness, and pliability. Linerless polypropylene closures are available in white or black. These caps are autoclavable and are suitable for many dry products. Typically ships from Pennsylvania. Call (888) 322-5722 for availability. | EA | N/A | N/A | 0.151 | All Commercial Customers | 0% | 5% | 5% | 0.14345 | 0.14453 | 6-11 of Same Item 10% off ¦ 12+ of same Item 15% off | 7 days | Destination | USA
540-11 | Qorpak | CAP-00367 | QP-CAP-00367-EA | N/A | 38-400 Black Ribbed Polypropylene unlined Cap | 38-400 Black Ribbed Polypropylene Linerless Caps, bulk packaged. Polypropylene caps are known for good impact strength, cost effectiveness, and pliability. Linerless polypropylene closures are available in white or black. These caps are autoclavable and are suitable for many dry products. Old Part# QP-5Y38BEU, New Part# QP-CAP-00367. Typically ships from Pennsylvania. Call (888) 322-5722 for availability. | EA | N/A | N/A | 0.151 | All Commercial Customers | 0% | 5% | 5% | 0.14345 | 0.14453 | 6-11 of Same Item 10% off ¦ 12+ of same Item 15% off | 7 days | Destination | USA
540-11 | Qorpak | CAP-00369 | QP-CAP-00369-EA | N/A | 38-400 White Ribbed Cap, Foam Lined | 38-400 White Polypropylene caps with SturdeeSeal polyethylene foam liners are known for good impact strength, cost effectiveness, and pliability. These closures have excellent sealing characteristics and offer good chemical resistance including acids, alcohols, alkalis, aqueous products, cosmetics, household oils and solvents. Typically ships from Pennsylvania. Call (888) 322-5722 for availability. | EA | N/A | N/A | 0.168 | All Commercial Customers | 0% | 5% | 5% | 0.1596 | 0.16081 | 6-11 of Same Item 10% off ¦ 12+ of same Item 15% off | 7 days | Destination | USA
540-11 | Qorpak | CAP-00378 | QP-CAP-00378-EA | N/A | 38-430 Black Ribbed Polypropylene unlined Cap | 38-430 Black Ribbed Polypropylene Linerless Caps. Polypropylene caps are known for good impact strength, cost effectiveness, and pliability. Linerless polypropylene closures are available in white or black. These caps are autoclavable and are suitable for many dry products. Typically ships from Pennsylvania. Call (888) 322-5722 for availability. | EA | N/A | N/A | 0.338 | All Commercial Customers | 0% | 5% | 5% | 0.3211 | 0.32353 | 6-11 of Same Item 10% off ¦ 12+ of same Item 15% off | 7 days | Destination | USA
540-11 | Qorpak | CAP-00380 | QP-CAP-00380-EA | N/A | 48-400 White Ribbed Polypropylene unlined Cap | 48-400 White Ribbed Polypropylene Linerless Caps, bulk packaged. Polypropylene caps are known for good impact strength, cost effectiveness, and pliability. Linerless polypropylene closures are available in white or black. These caps are autoclavable and are suitable for many dry products. Typically ships from Pennsylvania. Call (888) 322-5722 for availability. | EA | N/A | N/A | 0.168 | All Commercial Customers | 0% | 5% | 5% | 0.1596 | 0.16081 | 6-11 of Same Item 10% off ¦ 12+ of same Item 15% off | 7 days | Destination | USA
540-11 | Qorpak | CAP-00381 | QP-CAP-00381-EA | N/A | 43-400 Black Ribbed Polypropylene unlined Cap | 43-400 Black Ribbed Polypropylene Linerless Caps, bulk packaged. Polypropylene caps are known for good impact strength, cost effectiveness, and pliability. Linerless polypropylene closures are available in white or black. These caps are autoclavable and are suitable for many dry products. Old Part# QP-5Y43BEU, New Part# QP-CAP-00381. Typically ships from Pennsylvania. Call (888) 322-5722 for availability. | EA | N/A | N/A | 0.168 | All Commercial Customers | 0% | 5% | 5% | 0.1596 | 0.16081 | 6-11 of Same Item 10% off ¦ 12+ of same Item 15% off | 7 days | Destination | USA
540-11 | Qorpak | CAP-00382 | QP-CAP-00382-EA | N/A | 43-400 White Ribbed Cap, Foam Lined | 43-400 White Polypropylene caps with SturdeeSeal polyethylene foam liners are known for good impact strength, cost effectiveness, and pliability. These closures have excellent sealing characteristics and offer good chemical resistance including acids, alcohols, alkalis, aqueous products, cosmetics, household oils and solvents. Typically ships from Pennsylvania. Call (888) 322-5722 for availability. | EA | N/A | N/A | 0.185 | All Commercial Customers | 0% | 5% | 5% | 0.17575 | 0.17708 | 6-11 of Same Item 10% off ¦ 12+ of same Item 15% off | 7 days | Destination | USA
540-11 | Qorpak | CAP-00384 | QP-CAP-00384-EA | N/A | 45-400 Black Ribbed Polypropylene unlined Cap | 45-400 Black Ribbed Polypropylene Linerless Caps, bulk packaged. Polypropylene caps are known for good impact strength, cost effectiveness, and pliability. Linerless polypropylene closures are available in white or black. These caps are autoclavable and are suitable for many dry products. Old Part# QP-5Y45BEU, New Part# QP-CAP-00384. Typically ships from Pennsylvania. Call (888) 322-5722 for availability. | EA | N/A | N/A | 0.168 | All Commercial Customers | 0% | 5% | 5% | 0.1596 | 0.16081 | 6-11 of Same Item 10% off ¦ 12+ of same Item 15% off | 7 days | Destination | USA
540-11 | Qorpak | CAP-00388 | QP-CAP-00388-EA | N/A | 48-400 Black Ribbed Polypropylene unlined Cap | 48-400 Black Ribbed Polypropylene Linerless Caps, bulk packaged. Polypropylene caps are known for good impact strength, cost effectiveness, and pliability. Linerless polypropylene closures are available in white or black. These caps are autoclavable and are suitable for many dry products. Old Part# QP-5Y48BEU, New Part# QP-CAP-00388. Typically ships from Pennsylvania. Call (888) 322-5722 for availability. | EA | N/A | N/A | 0.185 | All Commercial Customers | 0% | 5% | 5% | 0.17575 | 0.17708 | 6-11 of Same Item 10% off ¦ 12+ of same Item 15% off | 7 days | Destination | USA
540-11 | Qorpak | CAP-00389 | QP-CAP-00389-EA | N/A | 48-400 White Ribbed Cap, Foam Lined | 48-400 White Polypropylene caps with SturdeeSeal polyethylene foam liners are known for good impact strength, cost effectiveness, and pliability. These closures have excellent sealing characteristics and offer good chemical resistance including acids, alcohols, alkalis, aqueous products, cosmetics, household oils and solvents. Typically ships from Pennsylvania. Call (888) 322-5722 for availability. | EA | N/A | N/A | 0.219 | All Commercial Customers | 0% | 5% | 5% | 0.20805 | 0.20962 | 6-11 of Same Item 10% off ¦ 12+ of same Item 15% off | 7 days | Destination | USA
540-11 | Qorpak | CAP-00393 | QP-CAP-00393-EA | N/A | 53-400 White Ribbed Polypropylene unlined Cap | 53-400 White Ribbed Polypropylene Linerless Caps. Polypropylene caps are known for good impact strength, cost effectiveness, and pliability. Linerless polypropylene closures are available in white or black. These caps are autoclavable and are suitable for many dry products. Typically ships from Pennsylvania. Call (888) 322-5722 for availability. | EA | N/A | N/A | 0.185 | All Commercial Customers | 0% | 5% | 5% | 0.17575 | 0.17708 | 6-11 of Same Item 10% off ¦ 12+ of same Item 15% off | 7 days | Destination | USA
540-11 | Qorpak | CAP-00394 | QP-CAP-00394-EA | N/A | 53-400 Black Ribbed Polypropylene unlined Cap | 53-400 Black Ribbed Polypropylene Linerless Caps, bulk packaged. Polypropylene caps are known for good impact strength, cost effectiveness, and pliability. Linerless polypropylene closures are available in white or black. These caps are autoclavable and are suitable for many dry products. Old Part# QP-5Y53BEU, New Part# QP-CAP-00394. Typically ships from Pennsylvania. Call (888) 322-5722 for availability. | EA | N/A | N/A | 0.202 | All Commercial Customers | 0% | 5% | 5% | 0.1919 | 0.19335 | 6-11 of Same Item 10% off ¦ 12+ of same Item 15% off | 7 days | Destination | USA
540-11 | Qorpak | CAP-00395 | QP-CAP-00395-EA | N/A | 53-400 White Ribbed Cap, Foam Lined | 53-400 White Polypropylene caps with SturdeeSeal polyethylene foam liners are known for good impact strength, cost effectiveness, and pliability. These closures have excellent sealing characteristics and offer good chemical resistance including acids, alcohols, alkalis, aqueous products, cosmetics, household oils and solvents. Typically ships from Pennsylvania. Call (888) 322-5722 for availability. | EA | N/A | N/A | 0.253 | All Commercial Customers | 0% | 5% | 5% | 0.24035 | 0.24217 | 6-11 of Same Item 10% off ¦ 12+ of same Item 15% off | 7 days | Destination | USA
540-11 | Qorpak | CAP-00398 | QP-CAP-00398-EA | N/A | 58-400 White Ribbed Polypropylene unlined Cap | 58-400 White Ribbed Polypropylene Linerless Caps. Polypropylene caps are known for good impact strength, cost effectiveness, and pliability. Linerless polypropylene closures are available in white or black. These caps are autoclavable and are suitable for many dry products. Typically ships from Pennsylvania. Call (888) 322-5722 for availability. | EA | N/A | N/A | 0.219 | All Commercial Customers | 0% | 5% | 5% | 0.20805 | 0.20962 | 6-11 of Same Item 10% off ¦ 12+ of same Item 15% off | 7 days | Destination | USA
540-11 | Qorpak | CAP-00399 | QP-CAP-00399-EA | N/A | 58-400 Black Ribbed Polypropylene unlined Cap | 58-400 Black Ribbed Polypropylene Linerless Caps, bulk packaged. Polypropylene caps are known for good impact strength, cost effectiveness, and pliability. Linerless polypropylene closures are available in white or black. These caps are autoclavable and are suitable for many dry products. Old Part# QP-5Y58BEU, New Part# QP-CAP-00399. Typically ships from Pennsylvania. Call (888) 322-5722 for availability. | EA | N/A | N/A | 0.219 | All Commercial Customers | 0% | 5% | 5% | 0.20805 | 0.20962 | 6-11 of Same Item 10% off ¦ 12+ of same Item 15% off | 7 days | Destination | USA
540-11 | Qorpak | CAP-00400 | QP-CAP-00400-EA | N/A | 58-400 White Ribbed Cap, Foam Lined | 58-400 White Polypropylene caps with SturdeeSeal polyethylene foam liners are known for good impact strength, cost effectiveness, and pliability. These closures have excellent sealing characteristics and offer good chemical resistance including acids, alcohols, alkalis, aqueous products, cosmetics, household oils and solvents. Typically ships from Pennsylvania. Call (888) 322-5722 for availability. | EA | N/A | N/A | 0.287 | All Commercial Customers | 0% | 5% | 5% | 0.27265 | 0.27471 | 6-11 of Same Item 10% off ¦ 12+ of same Item 15% off | 7 days | Destination | USA
540-11 | Qorpak | CAP-00404 | QP-CAP-00404-EA | N/A | 63-400 Black Ribbed Polypropylene unlined Cap | 63-400 Black Ribbed Polypropylene Linerless Caps, bulk packaged. Polypropylene caps are known for good impact strength, cost effectiveness, and pliability. Linerless polypropylene closures are available in white or black. These caps are autoclavable and are suitable for many dry products. Typically ships from Pennsylvania. Call (888) 322-5722 for availability. | EA | N/A | N/A | 0.219 | All Commercial Customers | 0% | 5% | 5% | 0.20805 | 0.20962 | 6-11 of Same Item 10% off ¦ 12+ of same Item 15% off | 7 days | Destination | USA
540-11 | Qorpak | CAP-00410 | QP-CAP-00410-EA | N/A | 70-400 Black Ribbed Polypropylene unlined Cap | 70-400 Black Ribbed Polypropylene Linerless Caps, bulk packaged. Polypropylene caps are known for good impact strength, cost effectiveness, and pliability. Linerless polypropylene closures are available in white or black. These caps are autoclavable and are suitable for many dry products. Typically ships from Pennsylvania. Call (888) 322-5722 for availability. | EA | N/A | N/A | 0.236 | All Commercial Customers | 0% | 5% | 5% | 0.2242 | 0.22589 | 6-11 of Same Item 10% off ¦ 12+ of same Item 15% off | 7 days | Destination | USA
540-11 | Qorpak | CAP-00411 | QP-CAP-00411-EA | N/A | 70-400 White Ribbed Cap, Foam Lined | 70-400 White Polypropylene caps with SturdeeSeal polyethylene foam liners are known for good impact strength, cost effectiveness, and pliability. These closures have excellent sealing characteristics and offer good chemical resistance including acids, alcohols, alkalis, aqueous products, cosmetics, household oils and solvents. Typically ships from Pennsylvania. Call (888) 322-5722 for availability. | EA | N/A | N/A | 0.355 | All Commercial Customers | 0% | 5% | 5% | 0.33725 | 0.3398 | 6-11 of Same Item 10% off ¦ 12+ of same Item 15% off | 7 days | Destination | USA
540-11 | Qorpak | CAP-00418 | QP-CAP-00418-EA | N/A | 89-400 White Metal Cap, Aluminum Foil Lined | Metal caps are resistant to fracture from impact have the widest range of temperature tolerances. White metal caps with pulp and aluminum foil liners are ideal for food applications. Typically ships from Pennsylvania. Call (888) 322-5722 for availability. | EA | N/A | N/A | 1.12 | All Commercial Customers | 0% | 5% | 5% | 1.064 | 1.072 | 6-11 of Same Item 10% off ¦ 12+ of same Item 15% off | 7 days | Destination | USA
540-11 | Qorpak | CAP-00419 | QP-CAP-00419-EA | N/A | 89-400 White Metal Cap, Pulp Polyethylene Lined | Metal caps are resistant to fracture from impact have the widest range of temperature tolerances. White metal caps with pulp/PE liners are the ideal general purpose closure. Typically ships from Pennsylvania. Call (888) 322-5722 for availability. | EA | N/A | N/A | 0.899 | All Commercial Customers | 0% | 5% | 5% | 0.85405 | 0.8605 | 6-11 of Same Item 10% off ¦ 12+ of same Item 15% off | 7 days | Destination | USA
540-11 | Qorpak | CAP-00420 | QP-CAP-00420-EA | N/A | 89-400 White Metal Cap, Plastisol Lined | Metal caps are resistant to fracture from impact have the widest range of temperature tolerances. White metal caps with Plastisol liner offer excellent resistance to mild acids as in food products. Typically ships from Pennsylvania. Call (888) 322-5722 for availability. | EA | N/A | N/A | 0.916 | All Commercial Customers | 0% | 5% | 5% | 0.8702 | 0.87678 | 6-11 of Same Item 10% off ¦ 12+ of same Item 15% off | 7 days | Destination | USA
540-11 | Qorpak | CAP-00434 | QP-CAP-00434-EA | N/A | 28-400 White Metal Cap, Aluminum Foil Lined | Metal caps are resistant to fracture from impact have the widest range of temperature tolerances. White metal caps with pulp and aluminum foil liners are ideal for food applications. Old Part# QP-5Y28BMA, New Part# QP-CAP-00434. Typically ships from Pennsylvania. Call (888) 322-5722 for availability. | EA | N/A | N/A | 0.287 | All Commercial Customers | 0% | 5% | 5% | 0.27265 | 0.27471 | 6-11 of Same Item 10% off ¦ 12+ of same Item 15% off | 7 days | Destination | USA
540-11 | Qorpak | CAP-00435 | QP-CAP-00435-EA | N/A | 28-400 White Metal Cap, Pulp Polyethylene Lined | Metal caps are resistant to fracture from impact have the widest range of temperature tolerances. White metal caps with pulp/PE liners are the ideal general purpose closure. Typically ships from Pennsylvania. Call (888) 322-5722 for availability. | EA | N/A | N/A | 0.236 | All Commercial Customers | 0% | 5% | 5% | 0.2242 | 0.22589 | 6-11 of Same Item 10% off ¦ 12+ of same Item 15% off | 7 days | Destination | USA
540-11 | Qorpak | CAP-00436 | QP-CAP-00436-EA | N/A | 33-400 White Metal Cap, Aluminum Foil Lined | Metal caps are resistant to fracture from impact have the widest range of temperature tolerances. White metal caps with pulp and aluminum foil liners are ideal for food applications. Old Part# QP-5Y33BMA, New Part# QP-CAP-00436. Typically ships from Pennsylvania. Call (888) 322-5722 for availability. | EA | N/A | N/A | 0.304 | All Commercial Customers | 0% | 5% | 5% | 0.2888 | 0.29098 | 6-11 of Same Item 10% off ¦ 12+ of same Item 15% off | 7 days | Destination | USA
540-11 | Qorpak | CAP-00437 | QP-CAP-00437-EA | N/A | 33-400 White Metal Cap, Pulp Polyethylene Lined | Metal caps are resistant to fracture from impact have the widest range of temperature tolerances. White metal caps with pulp/PE liners are the ideal general purpose closure. Typically ships from Pennsylvania. Call (888) 322-5722 for availability. | EA | N/A | N/A | 0.253 | All Commercial Customers | 0% | 5% | 5% | 0.24035 | 0.24217 | 6-11 of Same Item 10% off ¦ 12+ of same Item 15% off | 7 days | Destination | USA
540-11 | Qorpak | CAP-00439 | QP-CAP-00439-EA | N/A | 38-400 White Metal Cap, Aluminum Foil Lined | Metal caps are resistant to fracture from impact have the widest range of temperature tolerances. White metal caps with pulp and aluminum foil liners are ideal for food applications. Old Part# QP-5Y38BMA, New Part# QP-CAP-00439. Typically ships from Pennsylvania. Call (888) 322-5722 for availability. | EA | N/A | N/A | 0.338 | All Commercial Customers | 0% | 5% | 5% | 0.3211 | 0.32353 | 6-11 of Same Item 10% off ¦ 12+ of same Item 15% off | 7 days | Destination | USA
540-11 | Qorpak | CAP-00440 | QP-CAP-00440-EA | N/A | 38-400 White Metal Cap, Pulp Polyethylene Lined | Metal caps are resistant to fracture from impact have the widest range of temperature tolerances. White metal caps with pulp/PE liners are the ideal general purpose closure. Typically ships from Pennsylvania. Call (888) 322-5722 for availability. | EA | N/A | N/A | 0.287 | All Commercial Customers | 0% | 5% | 5% | 0.27265 | 0.27471 | 6-11 of Same Item 10% off ¦ 12+ of same Item 15% off | 7 days | Destination | USA
540-11 | Qorpak | CAP-00441 | QP-CAP-00441-EA | N/A | 38-400 White Metal Cap, Plastisol Lined | Metal caps are resistant to fracture from impact have the widest range of temperature tolerances. White metal caps with Plastisol liner offer excellent resistance to mild acids as in food products. Typically ships from Pennsylvania. Call (888) 322-5722 for availability. | EA | N/A | N/A | 0.304 | All Commercial Customers | 0% | 5% | 5% | 0.2888 | 0.29098 | 6-11 of Same Item 10% off ¦ 12+ of same Item 15% off | 7 days | Destination | USA
540-11 | Qorpak | CAP-00443 | QP-CAP-00443-EA | N/A | 43-400 White Metal Cap, Aluminum Foil Lined | Metal caps are resistant to fracture from impact have the widest range of temperature tolerances. White metal caps with pulp and aluminum foil liners are ideal for food applications. Old Part# QP-5Y43BMA, New Part# QP-CAP-00443. Typically ships from Pennsylvania. Call (888) 322-5722 for availability. | EA | N/A | N/A | 0.406 | All Commercial Customers | 0% | 5% | 5% | 0.3857 | 0.38861 | 6-11 of Same Item 10% off ¦ 12+ of same Item 15% off | 7 days | Destination | USA
540-11 | Qorpak | CAP-00444 | QP-CAP-00444-EA | N/A | 43-400 White Metal Cap, Pulp Polyethylene Lined | Metal caps are resistant to fracture from impact have the widest range of temperature tolerances. White metal caps with pulp/PE liners are the ideal general purpose closure. Typically ships from Pennsylvania. Call (888) 322-5722 for availability. | EA | N/A | N/A | 0.338 | All Commercial Customers | 0% | 5% | 5% | 0.3211 | 0.32353 | 6-11 of Same Item 10% off ¦ 12+ of same Item 15% off | 7 days | Destination | USA
540-11 | Qorpak | CAP-00445 | QP-CAP-00445-EA | N/A | 48-400 White Metal Cap, Aluminum Foil Lined | Metal caps are resistant to fracture from impact have the widest range of temperature tolerances. White metal caps with pulp and aluminum foil liners are ideal for food applications. Old Part# QP-5Y48BMA, New Part# QP-CAP-00445. Typically ships from Pennsylvania. Call (888) 322-5722 for availability. | EA | N/A | N/A | 0.44 | All Commercial Customers | 0% | 5% | 5% | 0.418 | 0.42116 | 6-11 of Same Item 10% off ¦ 12+ of same Item 15% off | 7 days | Destination | USA
540-11 | Qorpak | CAP-00446 | QP-CAP-00446-EA | N/A | 48-400 White Metal Cap, Pulp Polyethylene Lined | Metal caps are resistant to fracture from impact have the widest range of temperature tolerances. White metal caps with pulp/PE liners are the ideal general purpose closure. Typically ships from Pennsylvania. Call (888) 322-5722 for availability. | EA | N/A | N/A | 0.372 | All Commercial Customers | 0% | 5% | 5% | 0.3534 | 0.35607 | 6-11 of Same Item 10% off ¦ 12+ of same Item 15% off | 7 days | Destination | USA
540-11 | Qorpak | CAP-00447 | QP-CAP-00447-EA | N/A | 48-400 White Metal Cap, Plastisol Lined | Metal caps are resistant to fracture from impact have the widest range of temperature tolerances. White metal caps with Plastisol liner offer excellent resistance to mild acids as in food products. Typically ships from Pennsylvania. Call (888) 322-5722 for availability. | EA | N/A | N/A | 0.372 | All Commercial Customers | 0% | 5% | 5% | 0.3534 | 0.35607 | 6-11 of Same Item 10% off ¦ 12+ of same Item 15% off | 7 days | Destination | USA
540-11 | Qorpak | CAP-00448 | QP-CAP-00448-EA | N/A | 53-400 White Metal Cap, Aluminum Foil Lined | Metal caps are resistant to fracture from impact have the widest range of temperature tolerances. 53mm White metal caps with pulp and aluminum foil liners are ideal for food applications. Old Part# QP-5Y53BMA, New Part# QP-CAP-00448. Typically ships from Pennsylvania. Call (888) 322-5722 for availability. | EA | N/A | N/A | 0.474 | All Commercial Customers | 0% | 5% | 5% | 0.4503 | 0.4537 | 6-11 of Same Item 10% off ¦ 12+ of same Item 15% off | 7 days | Destination | USA
540-11 | Qorpak | CAP-00449 | QP-CAP-00449-EA | N/A | 53-400 White Metal Cap, Pulp Polyethylene Lined | Metal caps are resistant to fracture from impact have the widest range of temperature tolerances. 53mm White metal caps with pulp/PE liners are the ideal general purpose closure. Typically ships from Pennsylvania. Call (888) 322-5722 for availability. | EA | N/A | N/A | 0.423 | All Commercial Customers | 0% | 5% | 5% | 0.40185 | 0.40489 | 6-11 of Same Item 10% off ¦ 12+ of same Item 15% off | 7 days | Destination | USA
540-11 | Qorpak | CAP-00450 | QP-CAP-00450-EA | N/A | 53-400 White Metal Cap, Plastisol Lined | Metal caps are resistant to fracture from impact have the widest range of temperature tolerances. 53mm White metal caps with Plastisol liner offer excellent resistance to mild acids as in food products. Typically ships from Pennsylvania. Call (888) 322-5722 for availability. | EA | N/A | N/A | 0.44 | All Commercial Customers | 0% | 5% | 5% | 0.418 | 0.42116 | 6-11 of Same Item 10% off ¦ 12+ of same Item 15% off | 7 days | Destination | USA
540-11 | Qorpak | CAP-00451 | QP-CAP-00451-EA | N/A | 58-400 White Metal Cap, Aluminum Foil Lined | Metal caps are resistant to fracture from impact have the widest range of temperature tolerances. White metal caps with pulp and aluminum foil liners are ideal for food applications. Old Part# QP-5Y58BMA, New Part# QP-CAP-00451. Typically ships from Pennsylvania. Call (888) 322-5722 for availability. | EA | N/A | N/A | 0.542 | All Commercial Customers | 0% | 5% | 5% | 0.5149 | 0.51879 | 6-11 of Same Item 10% off ¦ 12+ of same Item 15% off | 7 days | Destination | USA
540-11 | Qorpak | CAP-00453 | QP-CAP-00453-EA | N/A | 58-400 White Metal Cap, Pulp Polyethylene Lined | Metal caps are resistant to fracture from impact have the widest range of temperature tolerances. 58mm White metal caps with pulp/PE liners are the ideal general purpose closure. Typically ships from Pennsylvania. Call (888) 322-5722 for availability. | EA | N/A | N/A | 0.457 | All Commercial Customers | 0% | 5% | 5% | 0.43415 | 0.43743 | 6-11 of Same Item 10% off ¦ 12+ of same Item 15% off | 7 days | Destination | USA
540-11 | Qorpak | CAP-00454 | QP-CAP-00454-EA | N/A | 58-400 White Metal Cap, Plastisol Lined | Metal caps are resistant to fracture from impact have the widest range of temperature tolerances. White metal caps with Plastisol liner offer excellent resistance to mild acids as in food products. Typically ships from Pennsylvania. Call (888) 322-5722 for availability. | EA | N/A | N/A | 0.508 | All Commercial Customers | 0% | 5% | 5% | 0.4826 | 0.48625 | 6-11 of Same Item 10% off ¦ 12+ of same Item 15% off | 7 days | Destination | USA
540-11 | Qorpak | CAP-00456 | QP-CAP-00456-EA | N/A | 63-400 White Metal Cap, Aluminum Foil Lined | Metal caps are resistant to fracture from impact have the widest range of temperature tolerances. White metal caps with pulp and aluminum foil liners are ideal for food applications. Typically ships from Pennsylvania. Call (888) 322-5722 for availability. | EA | N/A | N/A | 0.593 | All Commercial Customers | 0% | 5% | 5% | 0.56335 | 0.56761 | 6-11 of Same Item 10% off ¦ 12+ of same Item 15% off | 7 days | Destination | USA
540-11 | Qorpak | CAP-00458 | QP-CAP-00458-EA | N/A | 63-400 White Metal Cap, Pulp Polyethylene Lined | Metal caps are resistant to fracture from impact have the widest range of temperature tolerances. 63mm White metal caps with pulp/PE liners are the ideal general purpose closure. Typically ships from Pennsylvania. Call (888) 322-5722 for availability. | EA | N/A | N/A | 0.474 | All Commercial Customers | 0% | 5% | 5% | 0.4503 | 0.4537 | 6-11 of Same Item 10% off ¦ 12+ of same Item 15% off | 7 days | Destination | USA
540-11 | Qorpak | CAP-00459 | QP-CAP-00459-EA | N/A | 63-400 White Metal Cap, Plastisol Lined | Metal caps are resistant to fracture from impact have the widest range of temperature tolerances. White metal caps with Plastisol liner offer excellent resistance to mild acids as in food products. Typically ships from Pennsylvania. Call (888) 322-5722 for availability. | EA | N/A | N/A | 0.576 | All Commercial Customers | 0% | 5% | 5% | 0.5472 | 0.55134 | 6-11 of Same Item 10% off ¦ 12+ of same Item 15% off | 7 days | Destination | USA
540-11 | Qorpak | CAP-00464 | QP-CAP-00464-EA | N/A | 70-400 White Metal Cap, Pulp Polyethylene Lined | Metal caps are resistant to fracture from impact have the widest range of temperature tolerances. White metal caps with pulp/PE liners are the ideal general purpose closure. Typically ships from Pennsylvania. Call (888) 322-5722 for availability. | EA | N/A | N/A | 0.61 | All Commercial Customers | 0% | 5% | 5% | 0.5795 | 0.58388 | 6-11 of Same Item 10% off ¦ 12+ of same Item 15% off | 7 days | Destination | USA
540-11 | Qorpak | CAP-00465 | QP-CAP-00465-EA | N/A | 70-400 White Metal Cap, Plastisol Lined | Metal caps are resistant to fracture from impact have the widest range of temperature tolerances. White metal caps with Plastisol liner offer excellent resistance to mild acids as in food products. Typically ships from Pennsylvania. Call (888) 322-5722 for availability. | EA | N/A | N/A | 0.644 | All Commercial Customers | 0% | 5% | 5% | 0.6118 | 0.61642 | 6-11 of Same Item 10% off ¦ 12+ of same Item 15% off | 7 days | Destination | USA
540-11 | Qorpak | CAP-00468 | QP-CAP-00468-EA | N/A | 13-425 Ribbed Bottle Cap, 14B White Rubber Lined, Autoclavable | 13-425 Black Ribbed Phenolic Cap with 14B White Rubber Liner. Black Phenolic Rubber Lined Caps are autoclavable. The Liner is compliant with FDA 21 CFR 177.2600 Rubber Articles Intended for Repeated Use. The liner exhibit good resiliency and resistance to moisture vapor. The closures provide consistent adherence to close dimensional tolerance. Typically ships from Pennsylvania. Call (888) 322-5722 for availability. | EA | N/A | N/A | 0.253 | All Commercial Customers | 0% | 5% | 5% | 0.24035 | 0.24217 | 6-11 of Same Item 10% off ¦ 12+ of same Item 15% off | 7 days | Destination | USA
540-11 | Qorpak | CAP-00472 | QP-CAP-00472-EA | N/A | 18-400 Ribbed Bottle Cap, 14B White Rubber Lined, Autoclavable | 18-400 Black Ribbed Phenolic Cap with 14B White Rubber Liner. Black Phenolic Rubber Lined Caps are autoclavable. The Liner is compliant with FDA 21 CFR 177.2600 Rubber Articles Intended for Repeated Use. The liner exhibit good resiliency and resistance to moisture vapor. The closures provide consistent adherence to close dimensional tolerance. Typically ships from Pennsylvania. Call (888) 322-5722 for availability. | EA | N/A | N/A | 0.321 | All Commercial Customers | 0% | 5% | 5% | 0.30495 | 0.30725 | 6-11 of Same Item 10% off ¦ 12+ of same Item 15% off | 7 days | Destination | USA
540-11 | Qorpak | CAP-00474 | QP-CAP-00474-EA | N/A | 20-400 Black Bottle Cap, 14B Rubber Lined, Autoclavable | 20-400 Black Phenolic caps with White Rubber liners are autoclavable. This liner is compliant with FDA 21 CFR 177.2600 Rubber Articles Intended for Repeated Use. The liner exhibit good resiliency and resistance to moisture vapor. The closures provide consistent adherence to close dimensional tolerance. Typically ships from Pennsylvania. Call (888) 322-5722 for availability. | EA | N/A | N/A | 0.355 | All Commercial Customers | 0% | 5% | 5% | 0.33725 | 0.3398 | 6-11 of Same Item 10% off ¦ 12+ of same Item 15% off | 7 days | Destination | USA
540-11 | Qorpak | CAP-00476 | QP-CAP-00476-EA | N/A | 22-400 Black Bottle Cap, 14B Rubber Lined, Autoclavable | 22/400 Black Phenolic caps with White Rubber liners are autoclavable. This liner is compliant with FDA 21 CFR 177.2600 Rubber Articles Intended for Repeated Use. The liner exhibit good resiliency and resistance to moisture vapor. The closures provide consistent adherence to close dimensional tolerance. Typically ships from Pennsylvania. Call (888) 322-5722 for availability. | EA | N/A | N/A | 0.372 | All Commercial Customers | 0% | 5% | 5% | 0.3534 | 0.35607 | 6-11 of Same Item 10% off ¦ 12+ of same Item 15% off | 7 days | Destination | USA
540-11 | Qorpak | CAP-00480 | QP-CAP-00480-EA | N/A | 24-400 Black Bottle Cap, 14B Rubber Lined, Autoclavable | 24-400 Black Phenolic caps with White Rubber liners are autoclavable. This liner is compliant with FDA 21 CFR 177.2600 Rubber Articles Intended for Repeated Use. The liner exhibit good resiliency and resistance to moisture vapor. The closures provide consistent adherence to close dimensional tolerance. Typically ships from Pennsylvania. Call (888) 322-5722 for availability. | EA | N/A | N/A | 0.406 | All Commercial Customers | 0% | 5% | 5% | 0.3857 | 0.38861 | 6-11 of Same Item 10% off ¦ 12+ of same Item 15% off | 7 days | Destination | USA
540-11 | Qorpak | CAP-00486 | QP-CAP-00486-EA | N/A | 28-400 Black Bottle Cap, 14B Rubber Lined, Autoclavable | 28-400 Black Phenolic caps with White Rubber liners are autoclavable. This liner is compliant with FDA 21 CFR 177.2600 Rubber Articles Intended for Repeated Use. The liner exhibit good resiliency and resistance to moisture vapor. The closures provide consistent adherence to close dimensional tolerance. Typically ships from Pennsylvania. Call (888) 322-5722 for availability. | EA | N/A | N/A | 0.423 | All Commercial Customers | 0% | 5% | 5% | 0.40185 | 0.40489 | 6-11 of Same Item 10% off ¦ 12+ of same Item 15% off | 7 days | Destination | USA
540-11 | Qorpak | CAP-00488 | QP-CAP-00488-EA | N/A | 33-400 Black Bottle Cap, 14B Rubber Lined, Autoclavable | 33-400 Black Phenolic caps with White Rubber liners are autoclavable. This liner is compliant with FDA 21 CFR 177.2600 Rubber Articles Intended for Repeated Use. The liner exhibit good resiliency and resistance to moisture vapor. The closures provide consistent adherence to close dimensional tolerance. Typically ships from Pennsylvania. Call (888) 322-5722 for availability. | EA | N/A | N/A | 0.559 | All Commercial Customers | 0% | 5% | 5% | 0.53105 | 0.53506 | 6-11 of Same Item 10% off ¦ 12+ of same Item 15% off | 7 days | Destination | USA
540-11 | Qorpak | CAP-00490 | QP-CAP-00490-EA | N/A | 38-400 Black Bottle Cap, 14B Rubber Lined, Autoclavable | 38-400 Black Phenolic caps with White Rubber liners are autoclavable. This liner is compliant with FDA 21 CFR 177.2600 Rubber Articles Intended for Repeated Use. The liner exhibit good resiliency and resistance to moisture vapor. The closures provide consistent adherence to close dimensional tolerance. Typically ships from Pennsylvania. Call (888) 322-5722 for availability. | EA | N/A | N/A | 0.712 | All Commercial Customers | 0% | 5% | 5% | 0.6764 | 0.68151 | 6-11 of Same Item 10% off ¦ 12+ of same Item 15% off | 7 days | Destination | USA
540-11 | Qorpak | CAP-00492 | QP-CAP-00492-EA | N/A | 43-400 Black Bottle Cap, 14B Rubber Lined, Autoclavable | 43-400 Black Phenolic caps with White Rubber liners are autoclavable. This liner is compliant with FDA 21 CFR 177.2600 Rubber Articles Intended for Repeated Use. The liner exhibit good resiliency and resistance to moisture vapor. The closures provide consistent adherence to close dimensional tolerance. Typically ships from Pennsylvania. Call (888) 322-5722 for availability. | EA | N/A | N/A | 0.933 | All Commercial Customers | 0% | 5% | 5% | 0.88635 | 0.89305 | 6-11 of Same Item 10% off ¦ 12+ of same Item 15% off | 7 days | Destination | USA
540-11 | Qorpak | CAP-00544 | QP-CAP-00544-EA | N/A | 8-425 Green Ribbed Thermoset Cap, PTFE Lined, case/500 | 8-425 Green Ribbed Thermoset caps with PTFE liners provide a wide range of chemical compatibility and temperature tolerance. The foam backed PTFE resists attack from virtually all chemicals at room temperature and provides resilience for a tight seal. Thermoset caps are known for providing the widest range of chemical compatibility and for being the most temperature tolerant of plastic closures. They also provide the most consistent adherence to close dimensional tolerances. Old Part# QP-5218/100, New Part# QP-CAP-00544. Typically ships from Pennsylvania. Call (888) 322-5722 for availability. | EA | N/A | N/A | 147.3325 | All Commercial Customers | 0% | 5% | 5% | 139.9659 | 141.0236 | 6-11 of Same Item 10% off ¦ 12+ of same Item 15% off | 7 days | Destination | USA
540-11 | Qorpak | CAP-00545 | QP-CAP-00545-EA | N/A | 13-425 Green Ribbed Thermoset Caps, PTFE Liner, Each | 13-425 Green Ribbed Thermoset caps with PTFE liners provide a wide range of chemical compatibility and temperature tolerance. The foam backed PTFE resists attack from virtually all chemicals at room temperature and provides resilience for a tight seal. Thermoset caps are known for providing the widest range of chemical compatibility and for being the most temperature tolerant of plastic closures. They also provide the most consistent adherence to close dimensional tolerances. Old Part# QP-5200/100, New Part# QP-CAP-00546. Typically ships from Pennsylvania. Call (888) 322-5722 for availability. | EA | N/A | N/A | 0.253 | All Commercial Customers | 0% | 5% | 5% | 0.24035 | 0.24217 | 6-11 of Same Item 10% off ¦ 12+ of same Item 15% off | 7 days | Destination | USA
540-11 | Qorpak | CAP-00548 | QP-CAP-00548-EA | N/A | 15-425 Green Ribbed Thermoset Caps, PTFE Liner, case/500 | 15-425 Green Ribbed Thermoset caps with PTFE liners provide a wide range of chemical compatibility and temperature tolerance. The foam backed PTFE resists attack from virtually all chemicals at room temperature and provides resilience for a tight seal. Thermoset caps are known for providing the widest range of chemical compatibility and for being the most temperature tolerant of plastic closures. They also provide the most consistent adherence to close dimensional tolerances. Old Part# QP-5201/100, New Part# QP-CAP-00548. Typically ships from Pennsylvania. Call (888) 322-5722 for availability. | EA | N/A | N/A | 124.3025 | All Commercial Customers | 0% | 5% | 5% | 118.0874 | 118.9797 | 6-11 of Same Item 10% off ¦ 12+ of same Item 15% off | 7 days | Destination | USA
540-11 | Qorpak | CAP-00550 | QP-CAP-00550-EA | N/A | 18-400 Green Ribbed Thermoset Cap, PTFE Liner, case/500 | 18-400 Green Ribbed Thermoset caps with PTFE liners provide a wide range of chemical compatibility and temperature tolerance. The foam backed PTFE resists attack from virtually all chemicals at room temperature and provides resilience for a tight seal. Thermoset caps are known for providing the widest range of chemical compatibility and for being the most temperature tolerant of plastic closures. They also provide the most consistent adherence to close dimensional tolerances. Old Part# QP-5202/100, New Part# QP-CAP-00550. Typically ships from Pennsylvania. Call (888) 322-5722 for availability. | EA | N/A | N/A | 157.8675 | All Commercial Customers | 0% | 5% | 5% | 149.9741 | 151.1074 | 6-11 of Same Item 10% off ¦ 12+ of same Item 15% off | 7 days | Destination | USA
540-11 | Qorpak | CAP-00553 | QP-CAP-00553-EA | N/A | 22-400 Green Thermoset Cap, PTFE Liner, each | 22-400 Green Thermoset caps with PTFE liners provide a wide range of chemical compatibility and temperature tolerance. The foam backed PTFE resists attack from virtually all chemicals at room temperature and provides resilience for a tight seal. Thermoset caps are known for providing the widest range of chemical compatibility and for being the most temperature tolerant of plastic closures. They also provide the most consistent adherence to close dimensional tolerances. Typically ships from Pennsylvania. Call (888) 322-5722 for availability. | EA | N/A | N/A | 0.457 | All Commercial Customers | 0% | 5% | 5% | 0.43415 | 0.43743 | 6-11 of Same Item 10% off ¦ 12+ of same Item 15% off | 7 days | Destination | USA
540-11 | Qorpak | CAP-00556 | QP-CAP-00556-EA | N/A | 24-400 Green Thermoset Cap, PTFE Liner, case/500 | 24-400 Green Thermoset caps with PTFE liners provide a wide range of chemical compatibility and temperature tolerance. The foam backed PTFE resists attack from virtually all chemicals at room temperature and provides resilience for a tight seal. Thermoset caps are known for providing the widest range of chemical compatibility and for being the most temperature tolerant of plastic closures. They also provide the most consistent adherence to close dimensional tolerances. Old Part# QP-5205/100, New Part# QP-CAP-00556. Typically ships from Pennsylvania. Call (888) 322-5722 for availability. | EA | N/A | N/A | 259.9275 | All Commercial Customers | 0% | 5% | 5% | 246.9311 | 248.7971 | 6-11 of Same Item 10% off ¦ 12+ of same Item 15% off | 7 days | Destination | USA
540-11 | Qorpak | CAP-00557 | QP-CAP-00557-EA | N/A | 28-400 Green Thermoset Cap, PTFE Liner | 28-400 Green Thermoset caps with PTFE liners provide a wide range of chemical compatibility and temperature tolerance. The foam backed PTFE resists attack from virtually all chemicals at room temperature and provides resilience for a tight seal. Thermoset caps are known for providing the widest range of chemical compatibility and for being the most temperature tolerant of plastic closures. They also provide the most consistent adherence to close dimensional tolerances. Old Part# QP-5206/100, New Part# QP-CAP-00558. Typically ships from Pennsylvania. Call (888) 322-5722 for availability. | EA | N/A | N/A | 0.576 | All Commercial Customers | 0% | 5% | 5% | 0.5472 | 0.55134 | 6-11 of Same Item 10% off ¦ 12+ of same Item 15% off | 7 days | Destination | USA
540-11 | Qorpak | CAP-00559 | QP-CAP-00559-EA | N/A | 33-400 Green Thermoset Cap, PTFE Liner | 33-400 Green Thermoset caps with PTFE liners provide a wide range of chemical compatibility and temperature tolerance. The foam backed PTFE resists attack from virtually all chemicals at room temperature and provides resilience for a tight seal. Thermoset caps are known for providing the widest range of chemical compatibility and for being the most temperature tolerant of plastic closures. They also provide the most consistent adherence to close dimensional tolerances.Typically33-400 Green Thermoset caps with PTFE liners provide a wide range of chemical compatibility and temperature tolerance. The foam backed PTFE resists attack from virtually all chemicals at room temperature and provides resilience for a tight seal. Thermoset caps are known for providing the widest range of chemical compatibility and for being the most temperature tolerant of plastic closures. They also provide the most consistent adherence to close dimensional tolerances. Typically ships from Pennsylvania. Call (888) 322-5722 for availability. | EA | N/A | N/A | 0.78 | All Commercial Customers | 0% | 5% | 5% | 0.741 | 0.7466 | 6-11 of Same Item 10% off ¦ 12+ of same Item 15% off | 7 days | Destination | USA
540-11 | Qorpak | CAP-00560 | QP-CAP-00560 | N/A | 33-400 Green Thermoset Cap, PTFE Liner, case/500 | 33-400 Green Thermoset caps with PTFE liners provide a wide range of chemical compatibility and temperature tolerance. The foam backed PTFE resists attack from virtually all chemicals at room temperature and provides resilience for a tight seal. Thermoset caps are known for providing the widest range of chemical compatibility and for being the most temperature tolerant of plastic closures. They also provide the most consistent adherence to close dimensional tolerances. Old Part# QP-5207/100, New Part# QP-CAP-00560. Typically ships from Pennsylvania. Call (888) 322-5722 for availability. | EA | N/A | N/A | 402.9025 | All Commercial Customers | 0% | 5% | 5% | 382.7574 | 385.6497 | 6-11 of Same Item 10% off ¦ 12+ of same Item 15% off | 7 days | Destination | USA
540-11 | Qorpak | CAP-00561 | QP-CAP-00561-EA | N/A | 38-400 Green Thermoset Cap, PTFE Liner | 38-400 Green Thermoset caps with PTFE liners provide a wide range of chemical compatibility and temperature tolerance. The foam backed PTFE resists attack from virtually all chemicals at room temperature and provides resilience for a tight seal. Thermoset caps are known for providing the widest range of chemical compatibility and for being the most temperature tolerant of plastic closures. They also provide the most consistent adherence to close dimensional tolerances. Typically ships from Pennsylvania. Call (888) 322-5722 for availability. | EA | N/A | N/A | 1.018 | All Commercial Customers | 0% | 5% | 5% | 0.9671 | 0.97441 | 6-11 of Same Item 10% off ¦ 12+ of same Item 15% off | 7 days | Destination | USA
540-11 | Qorpak | CAP-00562 | QP-CAP-00562-EA | N/A | 38-400 Green Thermoset Cap, PTFE Liner, case/500 | 38-400 Green Thermoset caps with PTFE liners provide a wide range of chemical compatibility and temperature tolerance. The foam backed PTFE resists attack from virtually all chemicals at room temperature and provides resilience for a tight seal. Thermoset caps are known for providing the widest range of chemical compatibility and for being the most temperature tolerant of plastic closures. They also provide the most consistent adherence to close dimensional tolerances. Typically ships from Pennsylvania. Call (888) 322-5722 for availability. | EA | N/A | N/A | 533.61 | All Commercial Customers | 0% | 5% | 5% | 506.9295 | 510.7602 | 6-11 of Same Item 10% off ¦ 12+ of same Item 15% off | 7 days | Destination | USA
540-11 | Qorpak | CAP-05060 | QP-CAP-05060-EA | N/A | 15-425 unlined Hole Cap | Hole caps are black Thermoset. Choose the size that best fits your sampling needs. Septa sold separately. Typically ships from Pennsylvania. Call (888) 322-5722 for availability. | EA | N/A | N/A | 0.185 | All Commercial Customers | 0% | 5% | 5% | 0.17575 | 0.17708 | 6-11 of Same Item 10% off ¦ 12+ of same Item 15% off | 7 days | Destination | USA
540-11 | Qorpak | CAP-05187 | QP-CAP-05187-EA | N/A | 22-400 unlined Hole Cap | Hole caps are black Thermoset. Choose the size that best fits your sampling needs. Septa sold separately. Typically ships from Pennsylvania. Call (888) 322-5722 for availability. | EA | N/A | N/A | 0.44 | All Commercial Customers | 0% | 5% | 5% | 0.418 | 0.42116 | 6-11 of Same Item 10% off ¦ 12+ of same Item 15% off | 7 days | Destination | USA
540-11 | Qorpak | CAP-05188 | QP-CAP-05188-EA | N/A | 22mm 0.060" White PTFE/Silicone Septa | Septa are available in a variety of styles to insure compatibility. Choose PTFE/Silicone to resist coring and provide great resealability. These septa are available in a variety of colors for easy sample identification. Typically ships from Pennsylvania. Call (888) 322-5722 for availability. | EA | N/A | N/A | 1.324 | All Commercial Customers | 0% | 5% | 5% | 1.2578 | 1.2673 | 6-11 of Same Item 10% off ¦ 12+ of same Item 15% off | 7 days | Destination | USA
540-3 | Qorpak | CAP-05740 | QP-CAP-05740 | N/A | 20-400 Black Thermoset Glass Dropper Assembly - small, case/12 | Dropper Length 74-76mm. Dropper Assemblies feature a glass tube with black Thermoset closure and rubber squeeze bulb. Tip opening has a 3.0mm outside diameter. Typically ships from Pennsylvania. Call (888) 322-5722 for availability. | EA | N/A | N/A | 14.07 | All Commercial Customers | 0% | 5% | 5% | 13.3665 | 13.4675 | 6-11 of Same Item 10% off ¦ 12+ of same Item 15% off | 7 days | Destination | USA
540-3 | Qorpak | CAP-05742 | QP-CAP-05742-EA | N/A | 20-400 Black Thermoset Glass Dropper Assembly - medium, case/12 | Dropper Length 86-88mm. Dropper Assemblies feature a glass tube with black Thermoset closure and rubber squeeze bulb. Tip opening has a 3.0mm outside diameter. Typically ships from Pennsylvania. Call (888) 322-5722 for availability. | EA | N/A | N/A | 14.945 | All Commercial Customers | 0% | 5% | 5% | 14.1977 | 14.305 | 6-11 of Same Item 10% off ¦ 12+ of same Item 15% off | 7 days | Destination | USA
540-3 | Qorpak | CAP-05744 | QP-CAP-05744-EA | N/A | 22-400 Black Thermoset Glass Dropper Assembly - large, case/12 | Dropper Length 100-102mm. Dropper Assemblies feature a glass tube with black Thermoset closure and rubber squeeze bulb. Tip opening has a 3.0mm outside diameter. Typically ships from Pennsylvania. Call (888) 322-5722 for availability. | EA | N/A | N/A | 21 | All Commercial Customers | 0% | 5% | 5% | 19.95 | 20.1008 | 6-11 of Same Item 10% off ¦ 12+ of same Item 15% off | 7 days | Destination | USA
540-11 | Qorpak | CAP-05781 | QP-CAP-05781-EA | N/A | 48-400 Black Thermoset Bottle Cap, 14B Rubber Lined, Autoclavable | Black Phenolic caps with White Rubber liners are autoclavable. This liner is FDA approved for food and pharmaceutical applications. Excellent properties of resilience, resistance to moisture vapor and relatively low gas transmission. Also wide. Typically ships from Pennsylvania. Call (888) 322-5722 for availability. | EA | N/A | N/A | 1.103 | All Commercial Customers | 0% | 5% | 5% | 1.0479 | 1.0558 | 6-11 of Same Item 10% off ¦ 12+ of same Item 15% off | 7 days | Destination | USA
540-11 | Qorpak | CAP-05833 | QP-CAP-05833-EA | N/A | 18-400 unlined Hole Cap | Hole caps are black Thermoset. Choose the size that best fits your sampling needs. Septa sold separately. Typically ships from Pennsylvania. Call (888) 322-5722 for availability. | EA | N/A | N/A | 0.202 | All Commercial Customers | 0% | 5% | 5% | 0.1919 | 0.19335 | 6-11 of Same Item 10% off ¦ 12+ of same Item 15% off | 7 days | Destination | USA
540-11 | Qorpak | CAP-05836 | QP-CAP-05836-EA | N/A | 24-400 unlined Hole Cap | Hole caps are black Thermoset. Choose the size that best fits your sampling needs. Septa sold separately. Typically ships from Pennsylvania. Call (888) 322-5722 for availability. | EA | N/A | N/A | 0.304 | All Commercial Customers | 0% | 5% | 5% | 0.2888 | 0.29098 | 6-11 of Same Item 10% off ¦ 12+ of same Item 15% off | 7 days | Destination | USA
540-11 | Qorpak | CAP-06680 | QP-CAP-06680-EA | N/A | 28-400 White Hole Cap, Bonded PTFE/Silicone Septa, case/120 | White polypropylene hole caps with bonded PTFE/Silicone septa provide assurance that the septa will not slip away from the cap while injecting. The PTFE/Silicone septa has excellent resealing and chemical resistant properties. Typically ships from Pennsylvania. Call (888) 322-5722 for availability. | EA | N/A | N/A | 265.8075 | All Commercial Customers | 0% | 5% | 5% | 252.5171 | 254.4253 | 6-11 of Same Item 10% off ¦ 12+ of same Item 15% off | 7 days | Destination | USA
540-11 | Qorpak | CAP-06889 | QP-CAP-06889-EA | N/A | Acid Cap, Foam Lined, 38-439 Black Polypropylene | Acid Cap with Foam Liner, 38-439 Black. These polypropylene caps with Foam/PE liner are acid resistant. This F422 liner is comprised of a .38" LDPE core sandwiched between identical layers of.002" -.003" virgin HDPE. Typically ships from Pennsylvania. Call (888) 322-5722 for availability. | EA | N/A | N/A | 0.559 | All Commercial Customers | 0% | 5% | 5% | 0.53105 | 0.53506 | 6-11 of Same Item 10% off ¦ 12+ of same Item 15% off | 7 days | Destination | USA
540-11 | Qorpak | CAP-07850 | QP-CAP-07850-EA | N/A | 22-400 Black unlined Hole Cap, case/200 | Hole caps are black Thermoset. Choose the size that best fits your sampling needs. Septa sold separately. Typically ships from Pennsylvania. Call (888) 322-5722 for availability. | EA | N/A | N/A | 97.2475 | All Commercial Customers | 0% | 5% | 5% | 92.3851 | 93.0832 | 6-11 of Same Item 10% off ¦ 12+ of same Item 15% off | 7 days | Destination | USA
540-3 | Qorpak | GLA-00786 | QP-GLA-00786 | N/A | Glass Vials, no caps (1/2 dram) 1.85mL, case/144 | Clear vials offer maximum visibility. Made of Type I Borosilicate glass, providing exceptional resistance to heat shock and chemical leaching. 12 x 35mm with 8-425 neck size. The glass is non-porous and has no catalytic affect. Because the boron oxide particles in the glass are so small, the silicate is held more closely together, resulting in a much stronger glass for your laboratory needs. Purchase closures separately. Old Part# QP-2501, New Part# QP-GLA-00786. Typically ships from Pennsylvania. Call (888) 322-5722 for availability. | EA | N/A | N/A | 46.41 | All Commercial Customers | 0% | 5% | 5% | 44.0895 | 44.4227 | 6-11 of Same Item 10% off ¦ 12+ of same Item 15% off | 7 days | Destination | USA
540-3 | Qorpak | GLA-00787 | QP-GLA-00787 | N/A | Glass Vials, no caps, 1 dram, 3.75mL, case/144 | Clear vials offer maximum visibility. Made of Type 1 Borosilicate glass, providing exceptional resistance to heat shock and chemical leaching. 15 x 45mm, 1 dram (4ml) Clear Borosilicate Glass Vial with 13-425 neck finish. The glass is non-porous and has no catalytic affect. Because the boron oxide particles in the glass are so small, the silicate is held more closely together, resulting in a much stronger glass for your laboratory needs. Purchase closures separately. Old Part# QP-2502, New Part# QP-GLA-00787. Typically ships from Pennsylvania. Call (888) 322-5722 for availability. | EA | N/A | N/A | 44.135 | All Commercial Customers | 0% | 5% | 5% | 41.9282 | 42.2451 | 6-11 of Same Item 10% off ¦ 12+ of same Item 15% off | 7 days | Destination | USA
540-3 | Qorpak | GLA-00788 | QP-GLA-00788 | N/A | Glass Vials, no caps, 2 dram, 7.5mL, case/144 | Clear vials offer maximum visibility. Made of Type I Borosilicate glass, providing exceptional resistance to heat shock and chemical leaching. 17 x 60mm, 2 dram (7.5ml) Clear Borosilicate Glass Vial with 15-425 neck finish. The glass is non-porous and has no catalytic affect. Because the boron oxide particles in the glass are so small, the silicate is held more closely together, resulting in a much stronger glass for your laboratory needs. Purchase closures separately. Old Part# QP-2503, New Part# QP-GLA-00788. Typically ships from Pennsylvania. Call (888) 322-5722 for availability. | EA | N/A | N/A | 50.8725 | All Commercial Customers | 0% | 5% | 5% | 48.3289 | 48.6941 | 6-11 of Same Item 10% off ¦ 12+ of same Item 15% off | 7 days | Destination | USA
540-3 | Qorpak | GLA-00789 | QP-GLA-00789 | N/A | Glass Vials, 3 dram no caps, 11mL, case/144 | Clear vials offer maximum visibility. Made of Type I Borosilicate glass, providing exceptional resistance to heat shock and chemical leaching. 19 x 65mm, 3 dram (11ml) Clear Borosilicate Glass Vial with 15-425 neck finish. The glass is non-porous and has no catalytic affect. Because the boron oxide particles in the glass are so small, the silicate is held more closely together, resulting in a much stronger glass for your laboratory needs. Purchase closures separately. Old Part# QP-2504, New Part# QP-GLA-00789. Typically ships from Pennsylvania. Call (888) 322-5722 for availability. | EA | N/A | N/A | 58.2925 | All Commercial Customers | 0% | 5% | 5% | 55.3779 | 55.7963 | 6-11 of Same Item 10% off ¦ 12+ of same Item 15% off | 7 days | Destination | USA
540-3 | Qorpak | GLA-00790 | QP-GLA-00790 | N/A | Glass Vials, 4 dram no caps, 15mL, case/144 | Clear vials offer maximum visibility. Made of Type I Borosilicate glass, providing exceptional resistance to heat shock and chemical leaching. 21 x 70mm, 4 dram (15ml) Clear Borosilicate Glass Vial with 18-400 neck finish. The glass is non-porous and has no catalytic affect. Because the boron oxide particles in the glass are so small, the silicate is held more closely together, resulting in a much stronger glass for your laboratory needs. Purchase closures separately. Old Part# QP-2505, New Part# QP-GLA-00790. Typically ships from Pennsylvania. Call (888) 322-5722 for availability. | EA | N/A | N/A | 63.2625 | All Commercial Customers | 0% | 5% | 5% | 60.0994 | 60.5535 | 6-11 of Same Item 10% off ¦ 12+ of same Item 15% off | 7 days | Destination | USA
540-3 | Qorpak | GLA-00791 | QP-GLA-00791 | N/A | Glass Vials, 5 dram no caps, 20mL, case/72 | Clear vials offer maximum visibility. Made of Type I Borosilicate glass, providing exceptional resistance to heat shock and chemical leaching. 27.25 x 57.5mm, 5 dram (20ml) Clear Borosilicate Glass Vial with 24-400 neck finish. The glass is non-porous and has no catalytic affect. Because the boron oxide particles in the glass are so small, the silicate is held more closely together, resulting in a much stronger glass for your laboratory needs. Purchase closures separately. Old Part# QP-2508, New Part# QP-GLA-00791. Typically ships from Pennsylvania. Call (888) 322-5722 for availability. | EA | N/A | N/A | 44.1 | All Commercial Customers | 0% | 5% | 5% | 41.895 | 42.2116 | 6-11 of Same Item 10% off ¦ 12+ of same Item 15% off | 7 days | Destination | USA
540-3 | Qorpak | GLA-00792 | QP-GLA-00792 | N/A | Glass Vials, 6 dram no caps, 22mL, case/144 | Clear vials offer maximum visibility. Made of Type I Borosilicate glass, providing exceptional resistance to heat shock and chemical leaching. 23 x 85mm, 6 dram (22ml) Clear Borosilicate Glass Vial with 20-400 neck finish. The glass is non-porous and has no catalytic affect. Because the boron oxide particles in the glass are so small, the silicate is held more closely together, resulting in a much stronger glass for your laboratory needs. Purchase closures separately. Old Part# QP-2506, New Part# QP-GLA-00792. Typically ships from Pennsylvania. Call (888) 322-5722 for availability. | EA | N/A | N/A | 86.2575 | All Commercial Customers | 0% | 5% | 5% | 81.9446 | 82.5639 | 6-11 of Same Item 10% off ¦ 12+ of same Item 15% off | 7 days | Destination | USA
540-3 | Qorpak | GLA-00794 | QP-GLA-00794 | N/A | Glass Vials, no caps, 8 dram, 30mL, case/144 | Clear vials offer maximum visibility. Made of Type I Borosilicate glass, providing exceptional resistance to heat shock and chemical leaching. 25 x 95mm, 8 dram (30ml) Clear Borosilicate Glass Vial with 22-400 neck finish. The glass is non-porous and has no catalytic affect. Because the boron oxide particles in the glass are so small, the silicate is held more closely together, resulting in a much stronger glass for your laboratory needs. Purchase closures separately. Old Part# QP-2507, New Part# QP-GLA-00794. Typically ships from Pennsylvania. Call (888) 322-5722 for availability. | EA | N/A | N/A | 91.2975 | All Commercial Customers | 0% | 5% | 5% | 86.7326 | 87.388 | 6-11 of Same Item 10% off ¦ 12+ of same Item 15% off | 7 days | Destination | USA
540-3 | Qorpak | GLA-00797 | QP-GLA-00797 | N/A | Glass Vials, no caps, 10 dram, 40mL, case/72 | Clear vials offer maximum visibility. Made of Type I Borosilicate glass, providing exceptional resistance to heat shock and chemical leaching. 27.75 x 95mm, 10 dram (40ml) Clear Borosilicate Glass Vial with 24-414 neck finish. The glass is non-porous and has no catalytic affect. Because the boron oxide particles in the glass are so small, the silicate is held more closely together, resulting in a much stronger glass for your laboratory needs. Purchase closures separately. Old Part# QP-2517, New Part# QP-GLA-00797. Typically ships from Pennsylvania. Call (888) 322-5722 for availability. | EA | N/A | N/A | 57.2775 | All Commercial Customers | 0% | 5% | 5% | 54.4136 | 54.8248 | 6-11 of Same Item 10% off ¦ 12+ of same Item 15% off | 7 days | Destination | USA
540-3 | Qorpak | GLA-00799 | QP-GLA-00799 | N/A | Glass Vials, Amber Screw Top 2 dram, No Caps, 7.5mL, case/144 | 17mm x 60mm, 2 dram Amber Borosilicate Vial with 15-425 neck finish. 7.5 mL Amber Glass Vials have no caps. Amber vials offer protection from harmful light and UV rays for light sensitive products. Made of Type I Borosilicate glass, providing exceptional resistance to heat shock and chemical leaching. The glass is non-porous and has no catalytic affect. Because the boron oxide particles in the glass are so small, the silicate is held more closely together, resulting in a much stronger glass for your laboratory needs. Purchase caps separately. Typically ships from Pennsylvania. Call (888) 322-5722 for availability. | EA | N/A | N/A | 96.74 | All Commercial Customers | 0% | 5% | 5% | 91.903 | 92.5975 | 6-11 of Same Item 10% off ¦ 12+ of same Item 15% off | 7 days | Destination | USA
540-3 | Qorpak | GLA-00801 | QP-GLA-00801 | N/A | Glass Vials, 5 dram Amber no caps, 20mL, case/144 | 20 mL (5 dram) Amber Glass Vials, No Caps. Amber vials offer protection from harmful light and UV rays for light sensitive products. 27.75 x 57mm, 5 dram (20ml) Amber Borosilicate Glass Vial with 24-400 neck finish. Made of Type I Borosilicate glass, providing exceptional resistance to heat shock and chemical leaching. The glass is non-porous and has no catalytic affect. Because the boron oxide particles in the glass are so small, the silicate is held more closely together, resulting in a much stronger glass for your laboratory needs. Purchase caps separately. Old Part# QP-2516, New Part# QP-GLA-00801. Typically ships from Pennsylvania. Call (888) 322-5722 for availability. | EA | N/A | N/A | 79.3625 | All Commercial Customers | 0% | 5% | 5% | 75.3944 | 75.9641 | 6-11 of Same Item 10% off ¦ 12+ of same Item 15% off | 7 days | Destination | USA
540-3 | Qorpak | GLA-00802 | QP-GLA-00802 | N/A | Glass Vials, Amber Screw Top no caps, 10 dram, 40mL, case/72 | 40 mL (10 dram) Amber Glass Vials, No Caps. Amber vials offer protection from harmful light and UV rays for light sensitive products. 27.50 x 95mm, 10 dram (40ml) Amber Borosilicate Glass Vial with 24-400 neck finish. Made of Type I Borosilicate glass, providing exceptional resistance to heat shock and chemical leaching. The glass is non-porous and has no catalytic affect. Because the boron oxide particles in the glass are so small, the silicate is held more closely together, resulting in a much stronger glass for your laboratory needs. Purchase caps separately. Old Part# QP-2518, New Part# QP-GLA-00802. Typically ships from Pennsylvania. Call (888) 322-5722 for availability. | EA | N/A | N/A | 56.5075 | All Commercial Customers | 0% | 5% | 5% | 53.6821 | 54.0878 | 6-11 of Same Item 10% off ¦ 12+ of same Item 15% off | 7 days | Destination | USA
540-3 | Qorpak | GLA-00806 | QP-GLA-00806 | N/A | Clear Glass Boston Round Bottles, 1 oz (30mL), case/48 | 1 ounce (30 mL) Clear Glass Boston Round Bottles, No Caps. 31 x 79mm with a 20-400 neck finish. Clear Boston Rounds offer maximum visibility and sample integrity. Boston Round bottles are ideal for general laboratory use for liquid storage & sampling. They feature a round body, rounded shoulders and narrow screw neck opening. These environmentally sensitive bottles help eliminate waste and help to insure product integrity for long term storage. Purchase closures separately. Old Part# QP-2109, New Part# QP-GLA-00806. Typically ships from Pennsylvania. Call (888) 322-5722 for availability.Bottle Material: Type 3 Soda Lime Glass | EA | N/A | N/A | 34.16 | All Commercial Customers | 0% | 5% | 5% | 32.452 | 32.6972 | 6-11 of Same Item 10% off ¦ 12+ of same Item 15% off | 7 days | Destination | USA
540-3 | Qorpak | GLA-00809 | QP-GLA-00809 | N/A | Boston Round Bottles, 2 oz (60mL), Clear Glass, case/24 | 2 ounce (60 mL) Clear Glass Boston Round Bottles, No Caps, 20-400 neck finish, 39 x 94mm. Clear Boston Rounds offer maximum visibility and sample integrity. Boston Round bottles are ideal for general laboratory use for liquid storage & sampling. They feature a round body, rounded shoulders and narrow screw neck opening. These environmentally sensitive bottles help eliminate waste and help to insure product integrity for long term storage. Purchase closures separately. Old Part# QP-2110, New Part# QP-GLA-00809. Typically ships from Pennsylvania. Call (888) 322-5722 for availability.Bottle Material: Type 3 Soda Lime Glass | EA | N/A | N/A | 19.74 | All Commercial Customers | 0% | 5% | 5% | 18.753 | 18.8947 | 6-11 of Same Item 10% off ¦ 12+ of same Item 15% off | 7 days | Destination | USA
540-3 | Qorpak | GLA-00811 | QP-GLA-00811 | N/A | Boston Round Bottles, 4 oz, Clear Glass, case/24 | 4 ounce (125 mL) Clear Glass Boston Round Bottles, No Caps, 22-400 neck finish, 48 x 112mm. Clear Boston Rounds offer maximum visibility and sample integrity. Boston Round bottles are ideal for general laboratory use for liquid storage & sampling. They feature a round body, rounded shoulders and narrow screw neck opening. These environmentally sensitive bottles help eliminate waste and help to insure product integrity for long term storage. Purchase closures separately. Old Part# QP-2112, New Part# QP-GLA-00811. Typically ships from Pennsylvania. Call (888) 322-5722 for availability. | EA | N/A | N/A | 22.855 | All Commercial Customers | 0% | 5% | 5% | 21.7123 | 21.8763 | 6-11 of Same Item 10% off ¦ 12+ of same Item 15% off | 7 days | Destination | USA
540-3 | Qorpak | GLA-00815 | QP-GLA-00815 | N/A | Boston Round Bottles, 8 oz, Clear Glass, 24-400 neck finish, case/24 | Clear Boston Rounds offer maximum visibility and sample integrity. 8oz (240ml) Clear Boston Round with 24-400 neck finish, 60mm x 137mm. Boston Round bottles are ideal for general laboratory use for liquid storage & sampling. They feature a round body, rounded shoulders and narrow screw neck opening. These environmentally sensitive bottles help eliminate waste and help to ensure product integrity for long term storage. Purchase closures separately. Old Part# QP-2013, New Part# QP-GLA-00812. Typically ships from Pennsylvania. Call (888) 322-5722 for availability. | EA | N/A | N/A | 27.685 | All Commercial Customers | 0% | 5% | 5% | 26.3008 | 26.4995 | 6-11 of Same Item 10% off ¦ 12+ of same Item 15% off | 7 days | Destination | USA
540-3 | Qorpak | GLA-00817 | QP-GLA-00817 | N/A | Boston Round Bottles, 480mL (16 oz), Clear Glass, 28-400 neck finish, case/12 | 16 ounce (500 mL) Clear Glass Boston Round Bottles, No Caps. 16oz (480ml) Clear Boston Round with 28-400 neck finish, 75mm x 168mm. Clear Boston Rounds offer maximum visibility and sample integrity. Boston Round bottles are ideal for general laboratory use for liquid storage & sampling. They feature a round body, rounded shoulders and narrow screw neck opening. These environmentally sensitive bottles help eliminate waste and help to insure product integrity for long term storage. Purchase closures separately. Old Part# QP-2014, New Part# QP-GLA-00817. Typically ships from Pennsylvania. Call (888) 322-5722 for availability. | EA | N/A | N/A | 19.1625 | All Commercial Customers | 0% | 5% | 5% | 18.2044 | 18.3419 | 6-11 of Same Item 10% off ¦ 12+ of same Item 15% off | 7 days | Destination | DEU
540-3 | Qorpak | GLA-00819 | QP-GLA-00819 | N/A | Boston Round Bottles, 1 Liter (32 oz), Clear Glass, 33-400, No caps, case/12 | Clear Boston Rounds offer maximum visibility and sample integrity. 32oz (960ml) Clear Boston Round with 33-400 neck finish, 94mm x 210mm. Boston Round bottles are ideal for general laboratory use for liquid storage & sampling. They feature a round body, rounded shoulders and narrow screw neck opening. These environmentally sensitive bottles help eliminate waste and help to insure product integrity for long term storage. Purchase closures separately. Old Part# QP-2017, New Part# QP-GLA-00819. Typically ships from Pennsylvania. Call (888) 322-5722 for availability. | EA | N/A | N/A | 27.93 | All Commercial Customers | 0% | 5% | 5% | 26.5335 | 26.734 | 6-11 of Same Item 10% off ¦ 12+ of same Item 15% off | 7 days | Destination | DEU
540-3 | Qorpak | GLA-00824 | QP-GLA-00824 | N/A | French Square Glass Bottles, 1 oz, Clear Glass, case/48 | 1 ounce (30 mL) Clear Glass French Square, No Caps, with 24-400 neck finish, 35 x 72mm. Clear French Square bottles provide maximum content visibility, space saving design and a wide mouth opening. ideal for mixing, storing and sampling. Purchase closures separately. Old Part# QP-2102, New Part# QP-GLA-00824. Typically ships from Pennsylvania. Call (888) 322-5722 for availability.Bottle Material: Type 3 Soda Lime Glass | EA | N/A | N/A | 34.895 | All Commercial Customers | 0% | 5% | 5% | 33.1502 | 33.4008 | 6-11 of Same Item 10% off ¦ 12+ of same Item 15% off | 7 days | Destination | USA
540-3 | Qorpak | GLA-00827 | QP-GLA-00827 | N/A | French Square Glass Bottles, 2 oz (60mL), No Caps, case/48 | 2 ounce (60 mL) Clear Glass French Square, No Caps, with 28-400 neck finish, 37 x 86mm. Clear French Square bottles provide maximum content visibility, space saving design and a wide mouth opening. ideal for mixing, storing and sampling. Purchase closures separately. Old Part# QP-2103, New Part# QP-GLA-00827. Typically ships from Pennsylvania. Call (888) 322-5722 for availability.Bottle Material: Type 3 Soda Lime Glass | EA | N/A | N/A | 43.3825 | All Commercial Customers | 0% | 5% | 5% | 41.2134 | 41.5248 | 6-11 of Same Item 10% off ¦ 12+ of same Item 15% off | 7 days | Destination | USA
540-3 | Qorpak | GLA-00830 | QP-GLA-00830 | N/A | French Square Glass Bottles, 4 oz, Clear Glass, No Caps, case/24 | 4 ounce (125 mL) Clear Glass French Square with 33-400 neck finish, 45 x 112mm, No Caps. Clear French Square bottles provide maximum content visibility, space saving design and a wide mouth opening. ideal for mixing, storing and sampling. Purchase closures separately. Old Part# QP-2104, New Part# QP-GLA-00830. Typically ships from Pennsylvania. Call (888) 322-5722 for availability.Bottle Material: Type 3 Soda Lime Glass | EA | N/A | N/A | 25.41 | All Commercial Customers | 0% | 5% | 5% | 24.1395 | 24.3219 | 6-11 of Same Item 10% off ¦ 12+ of same Item 15% off | 7 days | Destination | USA
540-3 | Qorpak | GLA-00832 | QP-GLA-00832 | N/A | French Square Glass Bottles, 8 oz, Clear Glass, No Caps, case/24 | 8.5 ounce (250 mL) Clear Glass French Square with 43-400 neck finish, 51 x 137mm, No Caps. Clear French Square bottles provide maximum content visibility, space saving design and a wide mouth opening. ideal for mixing, storing and sampling. Purchase closures separately. Old Part# QP-2105, New Part# QP-GLA-00832. Typically ships from Pennsylvania. Call (888) 322-5722 for availability.Bottle Material: Type 3 Soda Lime Glass | EA | N/A | N/A | 37.38 | All Commercial Customers | 0% | 5% | 5% | 35.511 | 35.7793 | 6-11 of Same Item 10% off ¦ 12+ of same Item 15% off | 7 days | Destination | USA
540-3 | Qorpak | GLA-00834 | QP-GLA-00834 | N/A | French Square Glass Bottles, 16 oz, Clear Glass, no caps, case/24 | 16 ounce (500 mL) Clear Glass French Square with 48-400 neck finish, No Caps, 62 x 167mm. Clear French Square bottles provide maximum content visibility, space saving design and a wide mouth opening. ideal for mixing, storing and sampling. Purchase closures separately. Part# QP-GLA-00834. Typically ships from Pennsylvania. Call (888) 322-5722 for availability.Bottle Material: Type 3 Soda Lime Glass | EA | N/A | N/A | 47.4775 | All Commercial Customers | 0% | 5% | 5% | 45.1036 | 45.4445 | 6-11 of Same Item 10% off ¦ 12+ of same Item 15% off | 7 days | Destination | USA
540-3 | Qorpak | GLA-00836 | QP-GLA-00836 | N/A | French Square Glass Bottles, 1 Liter (32 oz), Clear, case/12 | 32 ounce (950 mL) Clear Glass French Square, No Caps, 83 x 202mm, 58-400 neck finish. Clear French Square bottles provide maximum content visibility, space saving design and a wide mouth opening. ideal for mixing, storing and sampling. Purchase closures separately. Old Part# QP-2107, New Part# QP-GLA-00836. Typically ships from Pennsylvania. Call (888) 322-5722 for availability.Bottle Material: Type 3 Soda Lime Glass | EA | N/A | N/A | 42.2275 | All Commercial Customers | 0% | 5% | 5% | 40.1161 | 40.4193 | 6-11 of Same Item 10% off ¦ 12+ of same Item 15% off | 7 days | Destination | USA
540-3 | Qorpak | GLA-00837 | QP-GLA-00837 | N/A | Glass Jug, 2 Liter (64 oz), Clear, No Caps, case/6 | 124 x 265mm. 64oz (1,920 ml) - (approximately 2 liter) Clear Glass Jug, jug only (no caps), with 38-400 neck finish. Clear Jugs with molded finger grips are the perfect storage solution for large quantities of liquid. Glass is inert and protects against gas and product permeation. Clear class provides maximum visibility and sample integrity.These bottles have a high shipping cost due to their large size and weight. Our online shipping calculator will provide a shipping cost based on our main shipping hub. If you prefer to receive a ship quote from the closest possible location, please call us at (888) 322-5722. Old Part# QP-2063, New Part# QP-GLA-00837. Typically ships from Pennsylvania. Call (888) 322-5722 for availability.Bottle Material: Type 3 Soda Lime Glass | EA | N/A | N/A | 27.685 | All Commercial Customers | 0% | 5% | 5% | 26.3008 | 26.4995 | 6-11 of Same Item 10% off ¦ 12+ of same Item 15% off | 7 days | Destination | USA
540-3 | Qorpak | GLA-00838 | QP-GLA-00838 | N/A | Glass Jug, 4 Liter (128 oz), Clear, case/4 | 128oz (3,840 ml or approximately 4 liter) Clear Glass Jug, jug only (no caps) with 38-400 neck finish, 166 x 293mm. Clear Jugs with molded finger grips are the perfect storage solution for large quantities of liquid. Glass is inert and protects against gas and product permeation. Clear class provides maximum visibility and sample integrity.These bottles have a high shipping cost due to their large size and weight. Our online shipping calculator will provide a shipping cost based on our main shipping hub. If you prefer to receive a ship quote from the closest possible location, please call us at (888) 322-5722. Old Part# QP-2064, New Part# QP-GLA-00838. Typically ships from Pennsylvania. Call (888) 322-5722 for availability.Bottle Material: Type 3 Soda Lime Glass | EA | N/A | N/A | 23.9925 | All Commercial Customers | 0% | 5% | 5% | 22.7929 | 22.9651 | 6-11 of Same Item 10% off ¦ 12+ of same Item 15% off | 7 days | Destination | USA
540-3 | Qorpak | GLA-00841 | QP-GLA-00841 | N/A | Graduated Medium Round Glass Bottles, 1 oz, No Caps, case/48 | 33 x 68mm. Graduated Bottles, 1 oz (30mL) with 33-400 neck finish, no caps. These Clear Graduated Glass Jars (also called Bottle Beakers or Medium Rounds) are excellent for use with biological and pathological specimens, but can also be used for storing industrial laboratory chemicals and reagents. They are designed with a slight shoulder for easy pouring and handling. Graduated in mL and oz. Mix, measure, and store in the same container. Purchase closures separately. Part# QP-GLA-00841. Typically ships from Pennsylvania. Call (888) 322-5722 for availability.Bottle Material: Type 3 Soda Lime Glass | EA | N/A | N/A | 35.9975 | All Commercial Customers | 0% | 5% | 5% | 34.1976 | 34.456 | 6-11 of Same Item 10% off ¦ 12+ of same Item 15% off | 7 days | Destination | USA
540-3 | Qorpak | GLA-00843 | QP-GLA-00843 | N/A | Graduated Medium Round Glass Bottles, 2 oz, No Caps, case/48 | 42 x 83mm. Graduated Bottles, 2 oz (60mL) with 38-400 neck finish, No Caps. These Clear Graduated Glass Jars (also called Bottle Beakers or Medium Rounds) are excellent for use with biological and pathological specimens, but can also be used for storing industrial laboratory chemicals and reagents. They are designed with a slight shoulder for easy pouring and handling. Graduated in mL and oz. Mix, measure, and store in the same container. Purchase closures separately. Part# QP-GLA-00843. Typically ships from Pennsylvania. Call (888) 322-5722 for availability.Bottle Material: Type 3 Soda Lime Glass | EA | N/A | N/A | 38.7625 | All Commercial Customers | 0% | 5% | 5% | 36.8244 | 37.1026 | 6-11 of Same Item 10% off ¦ 12+ of same Item 15% off | 7 days | Destination | USA
540-3 | Qorpak | GLA-00845 | QP-GLA-00845 | N/A | Graduated Medium Round Glass Bottles, 4 oz, No Caps, case/24 | 51 x 102mm. Graduated Bottles, 4 ounce with 48-400 neck finish. These Clear Graduated Glass Jars (also called Bottle Beakers or Medium Rounds) are excellent for use with biological and pathological specimens, but can also be used for storing industrial laboratory chemicals and reagents. They are designed with a slight shoulder for easy pouring and handling. Graduated in mL and oz. Mix, measure, and store in the same container. Purchase closures separately. Part# QP-GLA-00845. Typically ships from Pennsylvania. Call (888) 322-5722 for availability.Bottle Material: Type 3 Soda Lime Glass | EA | N/A | N/A | 23.31 | All Commercial Customers | 0% | 5% | 5% | 22.1445 | 22.3118 | 6-11 of Same Item 10% off ¦ 12+ of same Item 15% off | 7 days | Destination | USA
540-3 | Qorpak | GLA-00849 | QP-GLA-00849 | N/A | Graduated Medium Round Glass Bottles, 16 oz, No Caps, case/24 | 76 x 145mm. Graduated Bottles, 16 ounce (480mL) with 70-400 neck finish, No Caps. These Clear Graduated Glass Jars (also called Bottle Beakers or Medium Rounds) are excellent for use with biological and pathological specimens, but can also be used for storing industrial laboratory chemicals and reagents. They are designed with a slight shoulder for easy pouring and handling. Graduated in mL and oz. Mix, measure, and store in the same container. Purchase closures separately. Old Part# QP-2185, New Part# QP-GLA-00849. Typically ships from Pennsylvania. Call (888) 322-5722 for availability.Bottle Material: Type 3 Soda Lime Glass | EA | N/A | N/A | 42.4725 | All Commercial Customers | 0% | 5% | 5% | 40.3489 | 40.6538 | 6-11 of Same Item 10% off ¦ 12+ of same Item 15% off | 7 days | Destination | USA
540-3 | Qorpak | GLA-00851 | QP-GLA-00851 | N/A | Clear Glass Jar, 1 oz, No Caps, case/48 | 43 x 43mm. Straight Sided Round Jar, 1oz (30ml) Clear with 43-400 neck finish, Jars only (no caps). Clear / Flint Straight Sided Round Jars are designed without shoulders for maximum storage capacity and content visibility. Purchase closures separately. Old Part# QP-2139, New Part# QP-GLA-00851. Typically ships from Pennsylvania. Call (888) 322-5722 for availability.Bottle Material: Type 3 Soda Lime Glass | EA | N/A | N/A | 33.6875 | All Commercial Customers | 0% | 5% | 5% | 32.0031 | 32.245 | 6-11 of Same Item 10% off ¦ 12+ of same Item 15% off | 7 days | Destination | USA
540-3 | Qorpak | GLA-00855 | QP-GLA-00855 | N/A | Clear Glass Jar, 2 oz (60mL), No Caps, case/24 | 55 x 49mm. Straight Sided Round Jar, 2oz (60ml) Clear with 53-400 neck finish, Jars only (no caps). Clear / Flint Straight Sided Round Jars are designed without shoulders for maximum storage capacity and content visibility. Purchase closures separately. Old Part# QP-2040, New Part# QP-GLA-00853. Typically ships from Pennsylvania. Call (888) 322-5722 for availability.Bottle Material: Type 3 Soda Lime Glass | EA | N/A | N/A | 19.3725 | All Commercial Customers | 0% | 5% | 5% | 18.4039 | 18.5429 | 6-11 of Same Item 10% off ¦ 12+ of same Item 15% off | 7 days | Destination | USA
540-3 | Qorpak | GLA-00857 | QP-GLA-00857 | N/A | Clear Glass Jars, 4 oz, No Caps, case/24 | 60 x 69mm. Straight Sided Round Jar, 4oz (120ml) Clear with 58-400 neck finish, Jars only (no caps). Clear / Flint Straight Sided Round Jars are designed without shoulders for maximum storage capacity and content visibility. Purchase closures separately. Old Part# QP-2043, New Part# QP-GLA-00857. Typically ships from Pennsylvania. Call (888) 322-5722 for availability.Bottle Material: Type 3 Soda Lime Glass | EA | N/A | N/A | 19.3725 | All Commercial Customers | 0% | 5% | 5% | 18.4039 | 18.5429 | 6-11 of Same Item 10% off ¦ 12+ of same Item 15% off | 7 days | Destination | USA
540-3 | Qorpak | GLA-00859 | QP-GLA-00859 | N/A | Clear Glass Jars, 6 oz, No Caps, case/24 | 65 x 79mm. Straight Sided Round Jar, 6oz (180ml) Clear with 63-400 neck finish, Jars only (no caps). Clear / Flint Straight Sided Round Jars are designed without shoulders for maximum storage capacity and content visibility. Purchase closures separately. Old Part# QP-2045, New Part# QP-GLA-00859. Typically ships from Pennsylvania. Call (888) 322-5722 for availability.Bottle Material: Type 3 Soda Lime Glass | EA | N/A | N/A | 22.855 | All Commercial Customers | 0% | 5% | 5% | 21.7123 | 21.8763 | 6-11 of Same Item 10% off ¦ 12+ of same Item 15% off | 7 days | Destination | USA
540-3 | Qorpak | GLA-00860 | QP-GLA-00860 | N/A | Clear Glass Tall Jars, 8 oz, No Caps, case/24 | 57 x 137mm. 8oz (240ml) Clear Tall Straight Sided Jar with 58-400 neck finish, jar only. Clear / Flint Tall Straight Sided Round Jars are ideal for sampling and are designed without shoulders to provide maximum storage and visibility. Purchase closures separately. Old Part# QP-2078, New Part# QP-GLA-00860. Typically ships from Pennsylvania. Call (888) 322-5722 for availability.Bottle Material: Type 3 Soda Lime Glass | EA | N/A | N/A | 26.3025 | All Commercial Customers | 0% | 5% | 5% | 24.9874 | 25.1762 | 6-11 of Same Item 10% off ¦ 12+ of same Item 15% off | 7 days | Destination | USA
540-3 | Qorpak | GLA-00861 | QP-GLA-00861 | N/A | Clear Glass Jars, 8 oz, No Caps, case/24 | 73 x 89mm. Straight Sided Round Jar, 8oz (240ml) Clear with 70-400 neck finish, Jars only (no caps). Clear / Flint Straight Sided Round Jars are designed without shoulders for maximum storage capacity and content visibility. Purchase closures separately. Old Part# QP-2046, New Part# QP-GLA-00861. Typically ships from Pennsylvania. Call (888) 322-5722 for availability.Bottle Material: Type 3 Soda Lime Glass | EA | N/A | N/A | 26.3025 | All Commercial Customers | 0% | 5% | 5% | 24.9874 | 25.1762 | 6-11 of Same Item 10% off ¦ 12+ of same Item 15% off | 7 days | Destination | USA
540-3 | Qorpak | GLA-00864 | QP-GLA-00864 | N/A | Clear Glass Jar, 480mL (16 oz), No Caps, case/12 | 91 x 96mm. Straight Sided Round Jar, 16oz (480ml) Clear with 89-400 neck finish, Jars only (no caps). Clear / Flint Straight Sided Round Jars are designed without shoulders for maximum storage capacity and content visibility. Purchase closures separately. Old Part# QP-2047, New Part# QP-GLA-00864. Typically ships from Pennsylvania. Call (888) 322-5722 for availability.Bottle Material: Type 3 Soda Lime Glass | EA | N/A | N/A | 16.8525 | All Commercial Customers | 0% | 5% | 5% | 16.0099 | 16.1309 | 6-11 of Same Item 10% off ¦ 12+ of same Item 15% off | 7 days | Destination | USA
540-3 | Qorpak | GLA-00866 | QP-GLA-00866 | N/A | Tall Clear Glass Jars, 480mL (16 oz), No Caps, case/12 | 69 x 169mm. 16oz (480ml) Clear Tall Straight Sided Jar with 63-400 neck finish, jar only. Clear / Flint Tall Straight Sided Round Jars are ideal for sampling and are designed without shoulders to provide maximum storage and visibility. Purchase closures separately. Old Part# QP-2080, New Part# QP-GLA-00866. Typically ships from Pennsylvania. Call (888) 322-5722 for availability.Bottle Material: Type 3 Soda Lime Glass | EA | N/A | N/A | 16.2575 | All Commercial Customers | 0% | 5% | 5% | 15.4446 | 15.5613 | 6-11 of Same Item 10% off ¦ 12+ of same Item 15% off | 7 days | Destination | USA
540-3 | Qorpak | GLA-00867 | QP-GLA-00867 | N/A | Clear Glass Jars, 1 Liter (32 oz), No Caps, case/12 | 95 x 170mm. Straight Sided Round Jar, 32oz (960ml) Clear with 89-400 neck finish, Jars only (no caps). Clear / Flint Straight Sided Round Jars are designed without shoulders for maximum storage capacity and content visibility. Purchase closures separately. Part# QP-GLA-00867. Typically ships from Pennsylvania. Call (888) 322-5722 for availability.Bottle Material: Type 3 Soda Lime Glass | EA | N/A | N/A | 24.465 | All Commercial Customers | 0% | 5% | 5% | 23.2417 | 23.4174 | 6-11 of Same Item 10% off ¦ 12+ of same Item 15% off | 7 days | Destination | USA
540-3 | Qorpak | GLA-00869 | QP-GLA-00869 | N/A | Wide Mouth Glass Bottles, 4 oz, Clear, No Caps, case/24 | 51 x 86mm. 4 oz (120 mL) Wide Mouth Clear Glass Packer Bottle, No Caps, 48-400 neck finish. Clear Packers offer maximum visibility and sample integrity. Boston Round bottles are ideal for general laboratory use for liquid storage & sampling. The wide opening on these bottles make them the ideal general purpose bottle for solid sampling. These environmentally sensitive bottles help eliminate waste and help to insure product integrity for long term storage. Applications include pharmaceutical, chemical, environmental, and food packaging and storing. Purchase closures separately. Old Part# QP-2067, New Part# QP-GLA-00869. Typically ships from Pennsylvania. Call (888) 322-5722 for availability.Bottle Material: Type 3 Soda Lime Glass | EA | N/A | N/A | 19.3725 | All Commercial Customers | 0% | 5% | 5% | 18.4039 | 18.5429 | 6-11 of Same Item 10% off ¦ 12+ of same Item 15% off | 7 days | Destination | DEU
540-3 | Qorpak | GLA-00871 | QP-GLA-00871 | N/A | Wide Mouth Glass Bottles, 8 oz, Clear, No Caps, case/24 | 62 x 109mm. 8 oz (240 mL) Wide Mouth Clear Glass Packer Bottle, No Caps, 58-400 neck finish. Clear Packers offer maximum visibility and sample integrity. Boston Round bottles are ideal for general laboratory use for liquid storage & sampling. The wide opening on these bottles make them the ideal general purpose bottle for solid sampling. These environmentally sensitive bottles help eliminate waste and help to insure product integrity for long term storage. Applications include pharmaceutical, chemical, environmental, and food packaging and storing. Purchase closures separately. Old Part# QP-2068, New Part# QP-GLA-00871. Typically ships from Pennsylvania. Call (888) 322-5722 for availability.Bottle Material: Type 3 Soda Lime Glass | EA | N/A | N/A | 23.31 | All Commercial Customers | 0% | 5% | 5% | 22.1445 | 22.3118 | 6-11 of Same Item 10% off ¦ 12+ of same Item 15% off | 7 days | Destination | USA
540-3 | Qorpak | GLA-00874 | QP-GLA-00874 | N/A | Wide Mouth Glass Bottles, 16 oz, Clear, No Caps, case/24 | 79 x 133mm. 16 oz (480 mL) Wide Mouth Clear Glass Packer Bottle, No Caps, 63-400 neck finish. Clear Packers offer maximum visibility and sample integrity. Boston Round bottles are ideal for general laboratory use for liquid storage & sampling. The wide opening on these bottles make them the ideal general purpose bottle for solid sampling. These environmentally sensitive bottles help eliminate waste and help to insure product integrity for long term storage. Applications include pharmaceutical, chemical, environmental, and food packaging and storing. Purchase closures separately. Old Part# QP-2070, New Part# QP-GLA-00874. Typically ships from Pennsylvania. Call (888) 322-5722 for availability.Bottle Material: Type 3 Soda Lime Glass | EA | N/A | N/A | 27.685 | All Commercial Customers | 0% | 5% | 5% | 26.3008 | 26.4995 | 6-11 of Same Item 10% off ¦ 12+ of same Item 15% off | 7 days | Destination | USA
540-3 | Qorpak | GLA-00882 | QP-GLA-00882 | N/A | Wide Mouth Glass Bottles, 2 Liter (64 oz), Clear, No Caps, case/6 | 124 x 214mm. 64 oz (1893 mL) Wide Mouth Clear Glass Packer Bottle, No Caps, 83-400 neck finish. Clear Packers offer maximum visibility and sample integrity. Boston Round bottles are ideal for general laboratory use for liquid storage & sampling. The wide opening on these bottles make them the ideal general purpose bottle for solid sampling. These environmentally sensitive bottles help eliminate waste and help to insure product integrity for long term storage. Applications include pharmaceutical, chemical, environmental, and food packaging and storing. Purchase closures separately. Old Part# QP-2073, New Part# QP-GLA-00882. Typically ships from Pennsylvania. Call (888) 322-5722 for availability.Bottle Material: Type 3 Soda Lime Glass | EA | N/A | N/A | 22.3825 | All Commercial Customers | 0% | 5% | 5% | 21.2634 | 21.4241 | 6-11 of Same Item 10% off ¦ 12+ of same Item 15% off | 7 days | Destination | USA
540-3 | Qorpak | GLA-00883 | QP-GLA-00883 | N/A | Wide Mouth Glass Bottles, 4 Liter (128 oz), Clear, No Caps, case/4 | 157 x 256mm. 128 ounce (3785 mL) Wide Mouth Clear Glass Packer Bottle, No Caps, 89-400 neck finish. Clear Packers offer maximum visibility and sample integrity. Boston Round bottles are ideal for general laboratory use for liquid storage & sampling. The wide opening on these bottles make them the ideal general purpose bottle for solid sampling. These environmentally sensitive bottles help eliminate waste and help to insure product integrity for long term storage. Applications include pharmaceutical, chemical, environmental, and food packaging and storing. Purchase closures separately. Old Part# QP-2074, New Part# QP-GLA-00883. Typically ships from Pennsylvania. Call (888) 322-5722 for availability.Bottle Material: Type 3 Soda Lime Glass | EA | N/A | N/A | 20.93 | All Commercial Customers | 0% | 5% | 5% | 19.8835 | 20.0338 | 6-11 of Same Item 10% off ¦ 12+ of same Item 15% off | 7 days | Destination | USA
540-3 | Qorpak | GLA-00887 | QP-GLA-00887 | N/A | Amber Glass Boston Round Bottles, 2 oz (60mL), No Caps, case/24 | 2 ounce (60 mL) Amber Boston Round, No Caps, 20-400 neck finish, 39 x 94mm. Amber Boston Rounds protect your sample from UV rays and are ideal for light sensitive products. Boston Round bottles are ideal for general laboratory use for liquid storage & sampling. They feature a round body, rounded shoulders and narrow screw neck opening. These environmentally sensitive bottles help eliminate waste and help to insure product integrity for long term storage. Purchase closures separately. Old Part# QP-2118, New Part# QP-GLA-00887. Typically ships from Pennsylvania. Call (888) 322-5722 for availability.Bottle Material: Type 3 Soda Lime Glass | EA | N/A | N/A | 24.185 | All Commercial Customers | 0% | 5% | 5% | 22.9758 | 23.1494 | 6-11 of Same Item 10% off ¦ 12+ of same Item 15% off | 7 days | Destination | USA
540-3 | Qorpak | GLA-00890 | QP-GLA-00890 | N/A | Amber Glass Boston Round Bottles, 4 oz, No Caps, case/24 | 4 ounce (125 mL) Amber Boston Round, No Caps, 22-400 neck finish, 48 x 112mm. Amber Boston Rounds protect your sample from UV rays and are ideal for light sensitive products. Boston Round bottles are ideal for general laboratory use for liquid storage & sampling. They feature a round body, rounded shoulders and narrow screw neck opening. These environmentally sensitive bottles help eliminate waste and help to insure product integrity for long term storage. Purchase closures separately. Old Part# QP-2119, New Part# QP-GLA-00890. Typically ships from Pennsylvania. Call (888) 322-5722 for availability.Bottle Material: Type 3 Soda Lime Glass | EA | N/A | N/A | 28.1925 | All Commercial Customers | 0% | 5% | 5% | 26.7829 | 26.9853 | 6-11 of Same Item 10% off ¦ 12+ of same Item 15% off | 7 days | Destination | USA
540-3 | Qorpak | GLA-00904 | QP-GLA-00904 | N/A | Amber Oval Dropper Bottles, 1 oz, case/72 | 30mL Amber oval dropper bottles with black Phenolic 20-400 hole cap and plastic dropper assembly attached. Amber Oval Dropper Bottles with attached plastic dropper assemblies feature a space saving design. ideal for light sensitive products. Dropper Bottles are ideal for dispensing small amounts of liquid. They feature black Thermoset closures, rubber bulbs and plastic dropper tubes. Old Part# QP-2088, New Part# QP-GLA-00904. Typically ships from Pennsylvania. Call (888) 322-5722 for availability. | EA | N/A | N/A | 498.75 | All Commercial Customers | 0% | 5% | 5% | 473.8125 | 477.3929 | 6-11 of Same Item 10% off ¦ 12+ of same Item 15% off | 7 days | Destination | USA
540-3 | Qorpak | GLA-00905 | QP-GLA-00905 | N/A | Amber Oval Dropper Bottles, 2 oz, 20-400 Plastic Dropper Assembly, case/36 | 60mL Amber oval dropper bottles with black 20-400 Phenolic hole cap and plastic dropper assembly attached. Amber Oval Dropper Bottles with attached plastic dropper assemblies feature a space saving design. ideal for light sensitive products. Dropper Bottles are ideal for dispensing small amounts of liquid. They feature black Thermoset closures, rubber bulbs and plastic dropper tubes. Old Part# QP-2089, New Part# QP-GLA-00905. Typically ships from Pennsylvania. Call (888) 322-5722 for availability. | EA | N/A | N/A | 272.51 | All Commercial Customers | 0% | 5% | 5% | 258.8845 | 260.8408 | 6-11 of Same Item 10% off ¦ 12+ of same Item 15% off | 7 days | Destination | USA
540-3 | Qorpak | GLA-00924 | QP-GLA-00924 | N/A | Amber Wide Mouth Glass Bottles, 500mL, No Caps, case/12 | Amber Wide Mouth Packer Bottle, 500mL, 53-400 neck finish. Amber Packers protect your sample from UV rays and are ideal for light sensitive products. Packer bottles are ideal for general laboratory use for liquid storage and sampling. They feature a round body, rounded shoulders and wide mouth opening. These environmentally sensitive bottles help eliminate waste and help to insure product integrity for long term storage. Purchase closures separately. Typically ships from Pennsylvania. Call (888) 322-5722 for availability. Bottle Material: Type 3 Soda Lime Glass | EA | N/A | N/A | 18.4975 | All Commercial Customers | 0% | 5% | 5% | 17.5726 | 17.7054 | 6-11 of Same Item 10% off ¦ 12+ of same Item 15% off | 7 days | Destination | USA
540-3 | Qorpak | GLA-00926 | QP-GLA-00926 | N/A | Amber Wide Mouth Glass Bottles, 950mL, No Caps, case/36 | Amber Wide Mouth Packer Bottle, 950mL, 53-400 neck finish, 99 x 178mm. Amber Packers protect your sample from UV rays and are ideal for light sensitive products. Packer bottles are ideal for general laboratory use for liquid storage & sampling. They feature a round body, rounded shoulders and wide mouth opening. These environmentally sensitive bottles help eliminate waste and help to insure product integrity for long term storage. Purchase closures separately. Old Part# QP-2038, New Part# QP-GLA-00926. Typically ships from Pennsylvania. Call (888) 322-5722 for availability.Bottle Material: Type 3 Soda Lime Glass | EA | N/A | N/A | 78.2425 | All Commercial Customers | 0% | 5% | 5% | 74.3304 | 74.8921 | 6-11 of Same Item 10% off ¦ 12+ of same Item 15% off | 7 days | Destination | DEU
540-3 | Qorpak | GLA-00929 | QP-GLA-00929 | N/A | Amber Wide Mouth Glass Bottles, 1250mL (42 oz), No Caps, case/6 | Amber Wide Mouth Packer Bottle, 1250mL, 70-400 neck finish, 106 x 191mm. Amber Packers protect your sample from UV rays and are ideal for light sensitive products. Packer bottles are ideal for general laboratory use for liquid storage & sampling. They feature a round body, rounded shoulders and wide mouth opening. These environmentally sensitive bottles help eliminate waste and help to insure product integrity for long term storage. Purchase closures separately. Old Part# QP-2029, New Part# QP-GLA-00929. Typically ships from Pennsylvania. Call (888) 322-5722 for availability.Bottle Material: Type 3 Soda Lime Glass | EA | N/A | N/A | 21.9625 | All Commercial Customers | 0% | 5% | 5% | 20.8644 | 21.022 | 6-11 of Same Item 10% off ¦ 12+ of same Item 15% off | 7 days | Destination | DEU
540-3 | Qorpak | GLA-00932 | QP-GLA-00932 | N/A | Amber Wide Mouth Packer Bottles, 120mL (4 oz), No Caps, case/24 | Amber Wide Mouth Packer Bottle, 120mL, 38-400 neck finish. Amber Packers protect your sample from UV rays and are ideal for light sensitive products. Packer bottles are ideal for general laboratory use for liquid storage & sampling. They feature a round body, rounded shoulders and wide mouth opening. These environmentally sensitive bottles help eliminate waste and help to insure product integrity for long term storage. Purchase closures separately. Old Part# QP-2133, New Part# QP-GLA-00932. Typically ships from Pennsylvania. Call (888) 322-5722 for availability.Bottle Material: Type 3 Soda Lime Glass | EA | N/A | N/A | 22.6625 | All Commercial Customers | 0% | 5% | 5% | 21.5294 | 21.6921 | 6-11 of Same Item 10% off ¦ 12+ of same Item 15% off | 7 days | Destination | USA
540-3 | Qorpak | GLA-00936 | QP-GLA-00936 | N/A | Safety Coated Glass Bottles, 8 oz Boston Round, No Caps, case/24 | Safety Coated Glass Bottle, 8oz Boston Round, 24-400 neck finish. 60 x 137mm. Safety Coated Clear Boston Rounds offer maximum visibility and sample integrity. If the glass breaks, the Plastisol coating contains the substance in the bottle long enough to allow for proper disposal. These bottles are slip and impact resistant, making them the perfect bottle for handling volatile substances.Purchase closures separately.Note: There is a 3-6 week lead time on most safety coated bottles. Old Part# QP-2113W, New Part# QP-GLA-00936. Typically ships from Pennsylvania. Call (888) 322-5722 for availability.Bottle Material: Type 3 Soda Lime Glass | EA | N/A | N/A | 115.2375 | All Commercial Customers | 0% | 5% | 5% | 109.4756 | 110.3029 | 6-11 of Same Item 10% off ¦ 12+ of same Item 15% off | 7 days | Destination | USA
540-3 | Qorpak | GLA-00938 | QP-GLA-00938 | N/A | Safety Coated Glass Bottle, 16 oz, Boston Round, No Caps, case/12 | Safety Coated Glass Bottle,16oz, Boston Round, 28-400 neck finish. 75 x 168mm. Safety Coated Clear Boston Rounds offer maximum visibility and sample integrity. If the glass breaks, the Plastisol coating contains the substance in the bottle long enough to allow for proper disposal. These bottles are slip and impact resistant, making them the perfect bottle for handling volatile substances.Purchase closures separately.Note: There is a 3-6 week lead time on most safety coated bottles. Old Part# QP-2114W, New Part# QP-GLA-00938. Typically ships from Pennsylvania. Call (888) 322-5722 for availability.Bottle Material: Type 3 Soda Lime Glass | EA | N/A | N/A | 78.015 | All Commercial Customers | 0% | 5% | 5% | 74.1142 | 74.6743 | 6-11 of Same Item 10% off ¦ 12+ of same Item 15% off | 7 days | Destination | USA
540-3 | Qorpak | GLA-00940 | QP-GLA-00940 | N/A | Safety Coated Glass Bottles, 32 oz Boston Round, No Caps, case/12 | Safety Coated Glass Bottle, 32oz Boston Round, 33-400 neck finish. 94 x 210mm. Safety Coated Clear Boston Rounds offer maximum visibility and sample integrity. If the glass breaks, the Plastisol coating contains the substance in the bottle long enough to allow for proper disposal. These bottles are slip and impact resistant, making them the perfect bottle for handling volatile substances.Purchase closures separately.Note: There is a 3-6 week lead time on most safety coated bottles. Old Part# QP-2117W, New Part# QP-GLA-00940. Typically ships from Pennsylvania. Call (888) 322-5722 for availability.Bottle Material: Type 3 Soda Lime Glass | EA | N/A | N/A | 106.6625 | All Commercial Customers | 0% | 5% | 5% | 101.3294 | 102.0951 | 6-11 of Same Item 10% off ¦ 12+ of same Item 15% off | 7 days | Destination | USA
540-3 | Qorpak | GLA-00946 | QP-GLA-00946 | N/A | Safety Coated Jar, 8 oz Straight Side Round, No Caps, case/24 | Safety Coated Jar, 8oz Straight Side Round, 70-400 neck finish. 73 x 89mm. 8 ounce (240 mL) Safety Coated (Plastic Coated) Clear Straight Side Round Bottles offer maximum visibility and sample integrity. If the glass breaks, the Plastisol coating contains the substance in the bottle long enough to allow for proper disposal. These bottles are slip and impact resistant, making them the perfect bottle for handling volatile substances. The wide opening on these bottles make them the ideal general purpose bottle for solid sampling. Reduce breakage and lab mishaps with the clear Plastisol coating to protect your employees. Typically ships from Pennsylvania. Call (888) 322-5722 for availability.Bottle Material: Type 3 Soda Lime Glass | EA | N/A | N/A | 85.3825 | All Commercial Customers | 0% | 5% | 5% | 81.1134 | 81.7263 | 6-11 of Same Item 10% off ¦ 12+ of same Item 15% off | 7 days | Destination | USA
540-3 | Qorpak | GLA-00949 | QP-GLA-00949 | N/A | Wide Mouth Glass Bottles, Safety Coated, 2 Liter (64 oz), No Caps, case/6 | Safety Coated Wide Mouth Bottle, 64oz, 83-400 neck finish. 124 x 214mm. 64 ounce (1920 mL) Plastic Coated Clear Glass Packer. Safety Coated (Plastic Coated) Clear Wide Mouth Bottles (Mason Jars) offer maximum visibility and sample integrity. If the glass breaks, the plastisol coating contains the substance in the bottle long enough to allow for proper disposal. These bottles are slip and impact resistant, making them the perfect bottle for handling volatile substances. The wide opening on these bottles make them the ideal general purpose bottle for solid sampling. Reduce breakage and lab mishaps with the clear plastisol coating to protect your employees. Purchase closures separately. Note: There is a 3-6 week lead time on most safety coated bottles. Old Part# QP-2073W, New Part# QP-GLA-00949. Typically ships from Pennsylvania. Call (888) 322-5722 for availability.Bottle Material: Type 3 Soda Lime Glass | EA | N/A | N/A | 39.76 | All Commercial Customers | 0% | 5% | 5% | 37.772 | 38.0574 | 6-11 of Same Item 10% off ¦ 12+ of same Item 15% off | 7 days | Destination | USA
540-3 | Qorpak | GLA-00953 | QP-GLA-00953 | N/A | Safety Coated Amber Boston Round, 8 oz, No Caps, case/24 | Safety Coated Amber Boston Round, 8 oz, 24-400 neck finish, 60 x 138mm. Amber Boston Rounds, 8 oz (250 mL) Plastic Coated Glass with No Caps. Safety Coated (Plastic Coated) Amber Boston Rounds protect your sample from UV rays and are ideal for light sensitive products. If the glass breaks, the plastisol coating contains the substance in the bottle long enough to allow for proper disposal. These bottles are slip and impact resistant, making them the perfect bottle for handling volatile substances. Old Part# QP-2120W, New Part# QP-GLA-00953. Typically ships from Pennsylvania. Call (888) 322-5722 for availability.Bottle Material: Type 3 Soda Lime Glass | EA | N/A | N/A | 128.31 | All Commercial Customers | 0% | 5% | 5% | 121.8945 | 122.8156 | 6-11 of Same Item 10% off ¦ 12+ of same Item 15% off | 7 days | Destination | USA
540-3 | Qorpak | GLA-00955 | QP-GLA-00955 | N/A | Safety Coated Amber Boston Round, 480mL (16 oz), No Caps, case/12 | Safety Coated Amber Boston Round, 16 ounce (500mL), 28-400 neck finish,75 x 168mm. Safety Coated (Plastic Coated) Amber Boston Rounds protect your sample from UV rays and are ideal for light sensitive products. If the glass breaks, the plastisol coating contains the substance in the bottle long enough to allow for proper disposal. These bottles are slip and impact resistant, making them the perfect bottle for handling volatile substances. Old Part# QP-2122W, New Part# QP-GLA-00955. Typically ships from Pennsylvania. Call (888) 322-5722 for availability.Bottle Material: Type 3 Soda Lime Glass | EA | N/A | N/A | 78.0325 | All Commercial Customers | 0% | 5% | 5% | 74.1309 | 74.6911 | 6-11 of Same Item 10% off ¦ 12+ of same Item 15% off | 7 days | Destination | USA
540-3 | Qorpak | GLA-00957 | QP-GLA-00957 | N/A | Safety Coated Amber Boston Round, 1 Liter (32 oz), No Caps, case/12 | Safety Coated Amber Boston Round, 32 oz, 33-400 neck finish (950 mL) Plastic Coated Glass, 94 x 210mm. Safety Coated Amber Boston Rounds protect your sample from UV rays and are ideal for light sensitive products. If the glass breaks, the plastisol coating contains the substance in the bottle long enough to allow for proper disposal. These bottles are slip and impact resistant, making them the perfect bottle for handling volatile substances. Old Part# QP-2123W, New Part# QP-GLA-00957. Typically ships from Pennsylvania. Call (888) 322-5722 for availability.Bottle Material: Type 3 Soda Lime Glass | EA | N/A | N/A | 117.67 | All Commercial Customers | 0% | 5% | 5% | 111.7865 | 112.6312 | 6-11 of Same Item 10% off ¦ 12+ of same Item 15% off | 7 days | Destination | USA
540-3 | Qorpak | GLA-00960 | QP-GLA-00960 | N/A | Safety Coated Glass Jug, 2500mL (84 oz), No Caps, case/6 | 84 ounce (2480 mL) Safety Coated Clear Acid Jug, No caps, 38-439 neck finish, 137 x 310mm. Safety Coated (Plastic Coated) Glass Jugs offer maximum visibility and sample integrity. If the glass breaks, the plastisol coating contains the substance in the bottle long enough to allow for proper disposal. These bottles are slip and impact resistant, making them the perfect bottle for handling volatile substances. The wide opening on these bottles make them the ideal general purpose bottle for solid sampling. Reduce breakage and lab mishaps with the clear plastisol coating to protect your employees. Purchase closures separately. Note: There is a 3-6 week lead time on most safety coated bottles. Old Part# QP-2161W, New Part# QP-GLA-00960. Typically ships from Pennsylvania. Call (888) 322-5722 for availability.Bottle Material: Type 3 Soda Lime Glass | EA | N/A | N/A | 126.525 | All Commercial Customers | 0% | 5% | 5% | 120.1987 | 121.1071 | 6-11 of Same Item 10% off ¦ 12+ of same Item 15% off | 7 days | Destination | USA
540-3 | Qorpak | GLA-00964 | QP-GLA-00964 | N/A | Safety Coated Amber Wide Mouth Packer, 250mL (8 oz), No Caps, case/24 | Safety Coated Amber Wide Mouth Packer, 250mL, 45-400 neck finish. Plastic Coated Amber Packers protect your sample from UV rays and are ideal for light sensitive products. If the glass breaks, the plastisol coating contains the substance in the bottle long enough to allow for proper disposal. These bottles are slip and impact resistant, making them the perfect bottle for handling volatile substances. Purchase closures separately. Old Part# QP-2034W, New Part# QP-GLA-00964. Typically ships from Pennsylvania. Call (888) 322-5722 for availability.Bottle Material: Type 3 Soda Lime Glass | EA | N/A | N/A | 134.96 | All Commercial Customers | 0% | 5% | 5% | 128.212 | 129.1809 | 6-11 of Same Item 10% off ¦ 12+ of same Item 15% off | 7 days | Destination | USA
540-3 | Qorpak | GLA-00966 | QP-GLA-00966 | N/A | Safety Coated Amber Wide Mouth Bottles, 500mL (16 oz), No Caps, case/12 | Safety Coated Amber Wide Mouth Packer Bottle, 500mL (17 ounces), 53-400 neck finish, 81 x 146mm. Safety Coated (Plastic Coated) Amber Packers protect your sample from UV rays and are ideal for light sensitive products. If the glass breaks, the plastisol coating contains the substance in the bottle long enough to allow for proper disposal. These bottles are slip and impact resistant, making them the perfect bottle for handling volatile substances. Purchase closures separately. Old Part# QP-2035W, New Part# QP-GLA-00966. Typically ships from Pennsylvania. Call (888) 322-5722 for availability.Bottle Material: Type 3 Soda Lime Glass | EA | N/A | N/A | 83.5975 | All Commercial Customers | 0% | 5% | 5% | 79.4176 | 80.0178 | 6-11 of Same Item 10% off ¦ 12+ of same Item 15% off | 7 days | Destination | USA
540-3 | Qorpak | GLA-00968 | QP-GLA-00968 | N/A | Safety Coated Amber Wide Mouth Packer, 1 Liter (32 oz), No Caps, case/12 | Safety Coated Amber Wide Mouth Packer, 950mL (32 ounces), 53-400 neck finish. Dimensions: 99 x 178mm. Safety Coated (Plastic Coated) Amber Packers protect your sample from UV rays and are ideal for light sensitive products. If the glass breaks, the plastisol coating contains the substance in the bottle long enough to allow for proper disposal. These bottles are slip and impact resistant, making them the perfect bottle for handling volatile substances. Purchase closures separately. Old Part# QP-2038W, New Part# QP-GLA-00968. Typically ships from Pennsylvania. Call (888) 322-5722 for availability.Bottle Material: Type 3 Soda Lime Glass | EA | N/A | N/A | 108.5875 | All Commercial Customers | 0% | 5% | 5% | 103.1581 | 103.9377 | 6-11 of Same Item 10% off ¦ 12+ of same Item 15% off | 7 days | Destination | USA
540-3 | Qorpak | GLA-04874 | QP-GLA-04874 | N/A | Glass Vials, Amber Screw Top 4 dram (15mL), No Caps, case/144 | 4 dram Amber Borosilicate Vial with 18-400 neck finish, 21mm x 70mm. 15 mL amber glass vials have no caps and offer protection from harmful light and UV rays for light sensitive products. Made of Type I Borosilicate glass, providing exceptional resistance to heat shock and chemical leaching. The glass is non-porous and has no catalytic affect. Because the boron oxide particles in the glass are so small, the silicate is held more closely together, resulting in a much stronger glass for your laboratory needs. Purchase caps separately. Typically ships from Pennsylvania. Call (888) 322-5722 for availability. | EA | N/A | N/A | 93.7125 | All Commercial Customers | 0% | 5% | 5% | 89.0269 | 89.6996 | 6-11 of Same Item 10% off ¦ 12+ of same Item 15% off | 7 days | Destination | USA
540-3 | Qorpak | GLA-05149 | QP-GLA-05149 | N/A | Amber Wide Mouth Packer Bottles, 2500mL (84 oz), case/12 | 2500mL (84 ounce) Amber Packers protect your sample from UV rays and are ideal for light sensitive products. 140 x 239mm, 70-400 neck finish. Packer bottles are ideal for general laboratory use for liquid storage & sampling. They feature a round body, rounded shoulders and wide mouth opening. These environmentally sensitive bottles help eliminate waste and help to insure product integrity for long term storage. Purchase closures separately. Old Part# QP-2036, New Part# QP-GLA-05149. Typically ships from Pennsylvania. Call (888) 322-5722 for availability. | EA | N/A | N/A | 100.8525 | All Commercial Customers | 0% | 5% | 5% | 95.8099 | 96.5339 | 6-11 of Same Item 10% off ¦ 12+ of same Item 15% off | 7 days | Destination | DEU
540-3 | Qorpak | GLA-05558 | QP-GLA-05558 | N/A | Glass Vials, Amber Screw Top 1 dram, No Caps, case/144 | 15mm x 45mm, 1 dram Amber Borosilicate Vial with 13-425 neck finish. 3.75mL Amber Glass Vials have no caps and offer protection from harmful light and UV rays for light sensitive products. Made of Type I Borosilicate glass, providing exceptional resistance to heat shock and chemical leaching. The glass is non-porous and has no catalytic affect. Because the boron oxide particles in the glass are so small, the silicate is held more closely together, resulting in a much stronger glass for your laboratory needs. Purchase caps separately. Typically ships from Pennsylvania. Call (888) 322-5722 for availability. | EA | N/A | N/A | 77.175 | All Commercial Customers | 0% | 5% | 5% | 73.3162 | 73.8703 | 6-11 of Same Item 10% off ¦ 12+ of same Item 15% off | 7 days | Destination | USA
540-3 | Qorpak | GLA-05670 | QP-GLA-05670 | N/A | Glass Vials, Amber Screw Top 1/2 dram, No Caps, case/144 | 12mm x 35mm, 1/2 dram Amber Borosilicate Vial with 8-425 neck finish. 1.85 mL amber glass vials have no caps. Amber vials offer protection from harmful light and UV rays for light sensitive products. Made of Type I Borosilicate glass, providing exceptional resistance to heat shock and chemical leaching. The glass is non-porous and has no catalytic affect. Because the boron oxide particles in the glass are so small, the silicate is held more closely together, resulting in a much stronger glass for your laboratory needs. Purchase caps separately. Typically ships from Pennsylvania. Call (888) 322-5722 for availability. | EA | N/A | N/A | 88.1825 | All Commercial Customers | 0% | 5% | 5% | 83.7734 | 84.4064 | 6-11 of Same Item 10% off ¦ 12+ of same Item 15% off | 7 days | Destination | USA
540-3 | Qorpak | GLC-00978 | QP-GLC-00978 | N/A | Glass Vials, Clear Screw Top, 1/2 dram, 8-425 Green PTFE Lined Cap, case/144 | Clear vials offer maximum visibility. Made of Type I Borosilicate glass, providing exceptional resistance to heat shock and chemical leaching. The glass is non-porous and has no catalytic affect. Because the boron oxide particles in the glass are so small, the silicate is held more closely together, resulting in a much stronger glass for your laboratory needs. Attached Green Thermoset Caps with F217 PTFE Liners provide a wide range of chemical compatibility and temperature tolerance. The foam backed PTFE resists attack from virtually all chemicals at room temperature and provides resilience for a tight seal. Thermoset closures cannot be remelted after they are formed. Common Thermoset cap resins include urea, phenolic, and melamine. Old part# 2501T. Typically ships from Pennsylvania. Call (888) 322-5722 for availability. | EA | N/A | N/A | 104.475 | All Commercial Customers | 0% | 5% | 5% | 99.2513 | 100.0013 | 6-11 of Same Item 10% off ¦ 12+ of same Item 15% off | 7 days | Destination | USA
540-3 | Qorpak | GLC-00980 | QP-GLC-00980 | N/A | Glass Vials, Clear Screw Top 1 dram, Green PTFE Cap, case/144 | 15 x 45mm, 1 dram (4ml) Clear Borosilicate Glass Vial with 13-425 Green Thermoset F217 & PTFE Lined Cap attached. Clear vials offer maximum visibility. Made of Type I Borosilicate glass, providing exceptional resistance to heat shock and chemical leaching. The glass is non-porous and has no catalytic affect. Because the boron oxide particles in the glass are so small, the silicate is held more closely together, resulting in a much stronger glass for your laboratory needs. Attached Green Thermoset Caps with F217 PTFE Liners provide a wide range of chemical compatibility and temperature tolerance. The foam backed PTFE resists attack from virtually all chemicals at room temperature and provides resilience for a tight seal. Thermoset closures cannot be remelted after they are formed. Common Thermoset cap resins include urea, phenolic, and melamine. Old part# QP-2502T. Typically ships from Pennsylvania. Call (888) 322-5722 for availability. | EA | N/A | N/A | 93.135 | All Commercial Customers | 0% | 5% | 5% | 88.4782 | 89.1469 | 6-11 of Same Item 10% off ¦ 12+ of same Item 15% off | 7 days | Destination | USA
540-3 | Qorpak | GLC-00981 | QP-GLC-00981 | N/A | Glass Vials, Clear Screw Top, 1 dram, Rubber Lined Cap, case/144 | Clear vials offer maximum visibility. 15 x 45mm, 1 dram (4ml) Clear Borosilicate Glass Vial with 13-425 Black Phenolic Rubber Lined Cap attached. Made of Type I Borosilicate glass, providing exceptional resistance to heat shock and chemical leaching. The glass is non-porous and has no catalytic affect. Because the boron oxide particles in the glass are so small, the silicate is held more closely together, resulting in a much stronger glass for your laboratory needs. Attached Black Phenolic caps with 14B White rubber liners are autoclavable. This liner is FDA approved for food and pharmaceutical applications. Excellent properties of resilience, resistance to moisture vapor and relatively low gas transmission. Old Part# QP-2502D, New Part# QP-GLC-00981. Typically ships from Pennsylvania. Call (888) 322-5722 for availability. | EA | N/A | N/A | 88.7425 | All Commercial Customers | 0% | 5% | 5% | 84.3054 | 84.9424 | 6-11 of Same Item 10% off ¦ 12+ of same Item 15% off | 7 days | Destination | USA
540-3 | Qorpak | GLC-00982 | QP-GLC-00982 | N/A | Glass Vials, Clear Screw Top, 1 dram, Polyseal Cone Lined Cap, case/144 | Clear vials offer maximum visibility. Made of Type I Borosilicate glass, providing exceptional resistance to heat shock and chemical leaching. The glass is non-porous and has no catalytic affect. Because the boron oxide particles in the glass are so small, the silicate is held more closely together, resulting in a much stronger glass for your laboratory needs. Attached Black 13-425 Phenolic caps with Polyseal cone liners form an exceptionally tight seal and offer a good chemical barrier. This liner molds itself around the sealing areas of the finish as the cap is screwed on, virtually eliminating leakage, evaporation, contamination, binding and backing off. Old Part# QP-2502B, New Part# QP-GLC-00982. Typically ships from Pennsylvania. Call (888) 322-5722 for availability. | EA | N/A | N/A | 102.1125 | All Commercial Customers | 0% | 5% | 5% | 97.0069 | 97.7399 | 6-11 of Same Item 10% off ¦ 12+ of same Item 15% off | 7 days | Destination | USA
540-3 | Qorpak | GLC-00983 | QP-GLC-00983 | N/A | Glass Vials, Clear Screw Top, 1 dram, Vinyl Lined Cap, case/144 | Clear vials offer maximum visibility. Made of Type I Borosilicate glass, providing exceptional resistance to heat shock and chemical leaching. The glass is non-porous and has no catalytic affect. Because the boron oxide particles in the glass are so small, the silicate is held more closely together, resulting in a much stronger glass for your laboratory needs. Attached 13-425 Black Phenolic caps with pulp and vinyl liners are perfect for general use. The liner is made of a vinyl coating applied to high density polyethylene coated paper and then it is laminated to pulpboard. This general purpose liner is commonly used for food, beverage, medical and chemical applications packed at less than 120 degrees Fahrenheit. Old Part# QP-2502Q, New Part# QP-GLC-00983. Typically ships from Pennsylvania. Call (888) 322-5722 for availability. | EA | N/A | N/A | 75.985 | All Commercial Customers | 0% | 5% | 5% | 72.1857 | 72.7312 | 6-11 of Same Item 10% off ¦ 12+ of same Item 15% off | 7 days | Destination | USA
540-3 | Qorpak | GLC-00984 | QP-GLC-00984 | N/A | Glass Vials, Clear Screw Top, 2 dram, Green PTFE Lined Cap, case/144 | Clear vials offer maximum visibility. Made of Type I Borosilicate glass, providing exceptional resistance to heat shock and chemical leaching. The glass is non-porous and has no catalytic affect. Because the boron oxide particles in the glass are so small, the silicate is held more closely together, resulting in a much stronger glass for your laboratory needs. Attached 15-425 Green Thermoset Caps with F217 PTFE Liners provide a wide range of chemical compatibility and temperature tolerance. The foam backed PTFE resists attack from virtually all chemicals at room temperature and provides resilience for a tight seal. Thermoset closures cannot be remelted after they are formed. Common Thermoset cap resins include urea, phenolic, and melamine. Old part# QP-2503T. Typically ships from Pennsylvania. Call (888) 322-5722 for availability. | EA | N/A | N/A | 108.85 | All Commercial Customers | 0% | 5% | 5% | 103.4075 | 104.1889 | 6-11 of Same Item 10% off ¦ 12+ of same Item 15% off | 7 days | Destination | USA
540-3 | Qorpak | GLC-00985 | QP-GLC-00985 | N/A | Glass Vials, Clear Screw Top 2 dram, Rubber Lined Cap, case/144 | Clear vials offer maximum visibility. Made of Type I Borosilicate glass, providing exceptional resistance to heat shock and chemical leaching. The glass is non-porous and has no catalytic affect. Because the boron oxide particles in the glass are so small, the silicate is held more closely together, resulting in a much stronger glass for your laboratory needs. Attached 15-425 Black Phenolic caps with 14B white rubber liners are autoclavable. This liner is FDA approved for food and pharmaceutical applications. Excellent properties of resilience, resistance to moisture vapor and relatively low gas transmission. Old Part# QP-2503D, New Part# QP-GLC-00985. Typically ships from Pennsylvania. Call (888) 322-5722 for availability. | EA | N/A | N/A | 107.0475 | All Commercial Customers | 0% | 5% | 5% | 101.6951 | 102.4636 | 6-11 of Same Item 10% off ¦ 12+ of same Item 15% off | 7 days | Destination | USA
540-3 | Qorpak | GLC-00986 | QP-GLC-00986 | N/A | Glass Vials, Clear Screw Top, 2 dram, Polyseal Cone Lined Cap, case/144 | Clear vials offer maximum visibility. Made of Type I Borosilicate glass, providing exceptional resistance to heat shock and chemical leaching. The glass is non-porous and has no catalytic affect. Because the boron oxide particles in the glass are so small, the silicate is held more closely together, resulting in a much stronger glass for your laboratory needs. Attached 15-425 Black Phenolic caps with Polyseal cone liners form an exceptionally tight seal and offer a good chemical barrier. This liner molds itself around the sealing areas of the finish as the cap is screwed on, virtually eliminating leakage, evaporation, contamination, binding and backing off. Old Part# QP-2503B, New Part# QP-GLC-00986. Typically ships from Pennsylvania. Call (888) 322-5722 for availability. | EA | N/A | N/A | 111.09 | All Commercial Customers | 0% | 5% | 5% | 105.5355 | 106.333 | 6-11 of Same Item 10% off ¦ 12+ of same Item 15% off | 7 days | Destination | USA
540-3 | Qorpak | GLC-00987 | QP-GLC-00987 | N/A | Glass Vials, Clear Screw Top 2 dram, Vinyl Lined Cap, case/144 | Clear vials offer maximum visibility. Made of Type I Borosilicate glass, providing exceptional resistance to heat shock and chemical leaching. The glass is non-porous and has no catalytic affect. Because the boron oxide particles in the glass are so small, the silicate is held more closely together, resulting in a much stronger glass for your laboratory needs. Attached 15-425 Black Phenolic caps with pulp and vinyl liners are perfect for general use. The liner is made of a vinyl coating applied to high density polyethylene coated paper and then it is laminated to pulpboard. This general purpose liner is commonly used for food, beverage, medical and chemical applications packed at less than 120 degrees Fahrenheit. Old Part# QP-2503Q, New Part# QP-GLC-00987. Typically ships from Pennsylvania. Call (888) 322-5722 for availability. | EA | N/A | N/A | 81.725 | All Commercial Customers | 0% | 5% | 5% | 77.6388 | 78.2254 | 6-11 of Same Item 10% off ¦ 12+ of same Item 15% off | 7 days | Destination | USA
540-3 | Qorpak | GLC-00988 | QP-GLC-00988 | N/A | Glass Vials, Clear Screw Top, 3 dram, 15-425 Green PTFE Cap, case/144 | 19 x 65mm, 3 dram (11ml) Clear Borosilicate Glass Vial with 15-425 Green Thermoset F217 & PTFE Lined Cap attached Clear vials offer maximum visibility. Made of Type I Borosilicate glass, providing exceptional resistance to heat shock and chemical leaching. The glass is non-porous and has no catalytic affect. Because the boron oxide particles in the glass are so small, the silicate is held more closely together, resulting in a much stronger glass for your laboratory needs. Attached Green Thermoset Caps with F217 PTFE Liners provide a wide range of chemical compatibility and temperature tolerance. The foam backed PTFE resists attack from virtually all chemicals at room temperature and provides resilience for a tight seal. Thermoset closures cannot be remelted after they are formed. Common Thermoset cap resins include urea, phenolic, and melamine. Old Part# QP-2504T, New Part# QP-GLC-00988. Typically ships from Pennsylvania. Call (888) 322-5722 for availability. | EA | N/A | N/A | 123.585 | All Commercial Customers | 0% | 5% | 5% | 117.4058 | 118.2929 | 6-11 of Same Item 10% off ¦ 12+ of same Item 15% off | 7 days | Destination | USA
540-3 | Qorpak | GLC-00991 | QP-GLC-00991 | N/A | Glass Vials, Clear Screw Top, 3 dram, Poly Cone Lined Cap, case/144 | 19 x 65mm, 3 dram (11ml) Clear Borosilicate Glass Vial with 15-425 Black Phenolic PolyCone Lined Cap attached. Clear vials offer maximum visibility. Made of Type I Borosilicate glass, providing exceptional resistance to heat shock and chemical leaching. The glass is non-porous and has no catalytic affect. Because the boron oxide particles in the glass are so small, the silicate is held more closely together, resulting in a much stronger glass for your laboratory needs. Attached 15-425 Black Phenolic caps with Poly Cone liners form an exceptionally tight seal and offer a good chemical barrier. This liner molds itself around the sealing areas of the finish as the cap is screwed on, virtually eliminating leakage, evaporation, contamination, binding and backing off. Old Part# QP-2504B, New Part# QP-GLC-00991. Typically ships from Pennsylvania. Call (888) 322-5722 for availability. | EA | N/A | N/A | 122.325 | All Commercial Customers | 0% | 5% | 5% | 116.2088 | 117.0869 | 6-11 of Same Item 10% off ¦ 12+ of same Item 15% off | 7 days | Destination | USA
540-3 | Qorpak | GLC-00993 | QP-GLC-00993 | N/A | Glass Vials, Clear Screw Top 4 dram, 18-400 Green PTFE Cap, case/144 | 21 x 70mm, 4 dram (15ml) Clear Borosilicate Glass Vial with 18-400 Green Thermoset F217 & PTFE Lined Cap attached. Clear vials offer maximum visibility. Made of Type I Borosilicate glass, providing exceptional resistance to heat shock and chemical leaching. The glass is non-porous and has no catalytic affect. Because the boron oxide particles in the glass are so small, the silicate is held more closely together, resulting in a much stronger glass for your laboratory needs. Attached Green Thermoset Caps with F217 PTFE Liners provide a wide range of chemical compatibility and temperature tolerance. The foam backed PTFE resists attack from virtually all chemicals at room temperature and provides resilience for a tight seal. Thermoset closures cannot be remelted after they are formed. Common Thermoset cap resins include urea, phenolic, and melamine. Old part# QP-2505T. Typically ships from Pennsylvania. Call (888) 322-5722 for availability. | EA | N/A | N/A | 126.56 | All Commercial Customers | 0% | 5% | 5% | 120.232 | 121.1406 | 6-11 of Same Item 10% off ¦ 12+ of same Item 15% off | 7 days | Destination | USA
540-3 | Qorpak | GLC-00994 | QP-GLC-00994 | N/A | Glass Vials, Clear Screw Top 4 dram, Rubber Lined Cap, case/144 | 21 x 70mm, 4 dram (15ml) Clear Borosilicate Glass Vial with 18-400 Black Phenolic Rubber Lined Cap attached. Clear vials offer maximum visibility. Made of Type I Borosilicate glass, providing exceptional resistance to heat shock and chemical leaching. The glass is non-porous and has no catalytic affect. Because the boron oxide particles in the glass are so small, the silicate is held more closely together, resulting in a much stronger glass for your laboratory needs. Attached Black Phenolic caps with 14B White rubber liners are autoclavable. This liner is FDA approved for food and pharmaceutical applications. Excellent properties of resilience, resistance to moisture vapor and relatively low gas transmission. Old Part# QP-2505D, New Part# QP-GLC-00994. Typically ships from Pennsylvania. Call (888) 322-5722 for availability. | EA | N/A | N/A | 126.525 | All Commercial Customers | 0% | 5% | 5% | 120.1987 | 121.1071 | 6-11 of Same Item 10% off ¦ 12+ of same Item 15% off | 7 days | Destination | USA
540-3 | Qorpak | GLC-00995 | QP-GLC-00995 | N/A | Glass Vials, Clear Screw Top 4 dram, Poly Cone Lined Cap, case/144 | 21 x 70mm, 4 dram (15ml) Clear Borosilicate Glass Vial with 18-400 Black Phenolic Poly Cone Lined Cap attached. Clear vials offer maximum visibility. Made of Type I Borosilicate glass, providing exceptional resistance to heat shock and chemical leaching. The glass is non-porous and has no catalytic affect. Because the boron oxide particles in the glass are so small, the silicate is held more closely together, resulting in a much stronger glass for your laboratory needs. Attached Black Phenolic caps with Polyseal cone liners form an exceptionally tight seal and offer a good chemical barrier. This liner molds itself around the sealing areas of the finish as the cap is screwed on, virtually eliminating leakage, evaporation, contamination, binding and backing off. Old Part# QP-2505B, New Part# QP-GLC-00995. Typically ships from Pennsylvania. Call (888) 322-5722 for availability. | EA | N/A | N/A | 124.6175 | All Commercial Customers | 0% | 5% | 5% | 118.3866 | 119.2812 | 6-11 of Same Item 10% off ¦ 12+ of same Item 15% off | 7 days | Destination | USA
540-3 | Qorpak | GLC-00998 | QP-GLC-00998 | N/A | Glass Vials, Clear Screw Top 4 dram, Vinyl Lined Cap, case/144 | 21 x 70mm, 4 dram (15ml) Clear Borosilicate Glass Vial with 18-400 Black Phenolic Pulp/Vinyl Lined Cap attached. Clear vials offer maximum visibility. Made of Type I Borosilicate glass, providing exceptional resistance to heat shock and chemical leaching. The glass is non-porous and has no catalytic affect. Because the boron oxide particles in the glass are so small, the silicate is held more closely together, resulting in a much stronger glass for your laboratory needs. Attached Black Phenolic caps with pulp and vinyl liners are perfect for general use. The liner is made of a vinyl coating applied to high density polyethylene coated paper and then it is laminated to pulpboard. This general purpose liner is commonly used for food, beverage, medical and chemical applications packed at less than 120 degrees Fahrenheit. Old Part# QP-2505Q, New Part# QP-GLC-00998. Typically ships from Pennsylvania. Call (888) 322-5722 for availability. | EA | N/A | N/A | 105.6125 | All Commercial Customers | 0% | 5% | 5% | 100.3319 | 101.0901 | 6-11 of Same Item 10% off ¦ 12+ of same Item 15% off | 7 days | Destination | USA
540-3 | Qorpak | GLC-00999 | QP-GLC-00999 | N/A | Glass Vials, Clear Screw Top 5 dram, Green PTFE Lined Cap, case/72 | 27.25 x 57.5mm, 5 dram (20ml) Clear Borosilicate Glass Vial with 24-400 Green Thermoset F217 & PTFE Lined Cap attached. Clear vials offer maximum visibility. Made of Type I Borosilicate glass, providing exceptional resistance to heat shock and chemical leaching. The glass is non-porous and has no catalytic affect. Because the boron oxide particles in the glass are so small, the silicate is held more closely together, resulting in a much stronger glass for your laboratory needs. Attached Green Thermoset Caps with F217 PTFE Liners provide a wide range of chemical compatibility and temperature tolerance. The foam backed PTFE resists attack from virtually all chemicals at room temperature and provides resilience for a tight seal. Thermoset closures cannot be remelted after they are formed. Common Thermoset cap resins include urea, phenolic, and melamine. Old Part# QP-2508T Old Part# QP-2508T, New Part# QP-GLC-00999. Typically ships from Pennsylvania. Call (888) 322-5722 for availability. | EA | N/A | N/A | 89.985 | All Commercial Customers | 0% | 5% | 5% | 85.4857 | 86.1317 | 6-11 of Same Item 10% off ¦ 12+ of same Item 15% off | 7 days | Destination | USA
540-3 | Qorpak | GLC-01001 | QP-GLC-01001 | N/A | Glass Vials, Clear Screw Top 5 dram, Poly Cone Lined Cap, case/72 | 27.25 x 57.5mm, 5 dram (20ml) Clear Borosilicate Glass Vial with 24-400 Black Phenolic PolyCone Lined Cap attached. Clear vials offer maximum visibility. Made of Type I Borosilicate glass, providing exceptional resistance to heat shock and chemical leaching. The glass is non-porous and has no catalytic affect. Because the boron oxide particles in the glass are so small, the silicate is held more closely together, resulting in a much stronger glass for your laboratory needs. Attached Black Phenolic caps with Polyseal cone liners form an exceptionally tight seal and offer a good chemical barrier. This liner molds itself around the sealing areas of the finish as the cap is screwed on, virtually eliminating leakage, evaporation, contamination, binding and backing off. Old Part# QP-2508B, New Part# QP-GLC-01001. Typically ships from Pennsylvania. Call (888) 322-5722 for availability. | EA | N/A | N/A | 77.8925 | All Commercial Customers | 0% | 5% | 5% | 73.9979 | 74.5571 | 6-11 of Same Item 10% off ¦ 12+ of same Item 15% off | 7 days | Destination | USA
540-3 | Qorpak | GLC-01006 | QP-GLC-01006 | N/A | Glass Vials, Clear Screw Top 6 dram, Green PTFE Lined Cap, case/72 | 27.25 x 70mm, 6 dram (22ml) Clear Borosilicate Glass Vial with 24-400 Green Thermoset F217 & PTFE Lined Cap attached. Clear vials offer maximum visibility. Made of Type I Borosilicate glass, providing exceptional resistance to heat shock and chemical leaching. The glass is non-porous and has no catalytic affect. Because the boron oxide particles in the glass are so small, the silicate is held more closely together, resulting in a much stronger glass for your laboratory needs. Attached Green Thermoset Caps with F217 PTFE Liners provide a wide range of chemical compatibility and temperature tolerance. The foam backed PTFE resists attack from virtually all chemicals at room temperature and provides resilience for a tight seal. Thermoset closures cannot be remelted after they are formed. Common Thermoset cap resins include urea, phenolic, and melamine. Old Part# QP-2509T, New Part# QP-GLC-01006. Typically ships from Pennsylvania. Call (888) 322-5722 for availability. | EA | N/A | N/A | 98.6825 | All Commercial Customers | 0% | 5% | 5% | 93.7484 | 94.4568 | 6-11 of Same Item 10% off ¦ 12+ of same Item 15% off | 7 days | Destination | USA
540-3 | Qorpak | GLC-01007 | QP-GLC-01007 | N/A | Glass Vials, Clear Screw Top 6 dram, Poly Cone Lined Cap, case/72 | 27.25 x 70mm, 6 dram (22ml) Clear Borosilicate Glass Vial with 24-400 Black Phenolic Poly Cone Lined Cap attached. Clear vials offer maximum visibility. Made of Type I Borosilicate glass, providing exceptional resistance to heat shock and chemical leaching. The glass is non-porous and has no catalytic affect. Because the boron oxide particles in the glass are so small, the silicate is held more closely together, resulting in a much stronger glass for your laboratory needs. Attached Black Phenolic caps with Polyseal cone liners form an exceptionally tight seal and offer a good chemical barrier. This liner molds itself around the sealing areas of the finish as the cap is screwed on, virtually eliminating leakage, evaporation, contamination, binding and backing off. Old Part# QP-2509B, New Part# QP-GLC-01007. Typically ships from Pennsylvania. Call (888) 322-5722 for availability. | EA | N/A | N/A | 88.4625 | All Commercial Customers | 0% | 5% | 5% | 84.0394 | 84.6744 | 6-11 of Same Item 10% off ¦ 12+ of same Item 15% off | 7 days | Destination | USA
540-3 | Qorpak | GLC-01008 | QP-GLC-01008 | N/A | Glass Vials, Clear Screw Top 8 dram, Green PTFE Lined Cap, case/144 | 25 x 95mm, 8 dram (30ml) Clear Borosilicate Glass Vial with 22-400 Green Thermoset F217 & PTFE Lined Cap attached. Clear vials offer maximum visibility. Made of Type I Borosilicate glass, providing exceptional resistance to heat shock and chemical leaching. The glass is non-porous and has no catalytic affect. Because the boron oxide particles in the glass are so small, the silicate is held more closely together, resulting in a much stronger glass for your laboratory needs. Attached Green Thermoset Caps with F217 PTFE Liners provide a wide range of chemical compatibility and temperature tolerance. The foam backed PTFE resists attack from virtually all chemicals at room temperature and provides resilience for a tight seal. Thermoset closures cannot be remelted after they are formed. Common Thermoset cap resins include urea, phenolic, and melamine. Old Part# QP-2507T, New Part# QP-GLC-01008. Typically ships from Pennsylvania. Call (888) 322-5722 for availability. | EA | N/A | N/A | 173.8275 | All Commercial Customers | 0% | 5% | 5% | 165.1361 | 166.384 | 6-11 of Same Item 10% off ¦ 12+ of same Item 15% off | 7 days | Destination | USA
540-3 | Qorpak | GLC-01009 | QP-GLC-01009 | N/A | Glass Vials, Clear Screw Top 8 dram, Poly Cone Lined Cap, case/144 | 25 x 95mm, 8 dram (30ml) Clear Borosilicate Glass Vial with 22-400 Black Phenolic PolyCone Lined Cap attached. Clear vials offer maximum visibility. Made of Type I Borosilicate glass, providing exceptional resistance to heat shock and chemical leaching. The glass is non-porous and has no catalytic affect. Because the boron oxide particles in the glass are so small, the silicate is held more closely together, resulting in a much stronger glass for your laboratory needs. Attached Black Phenolic caps with Polyseal cone liners form an exceptionally tight seal and offer a good chemical barrier. This liner molds itself around the sealing areas of the finish as the cap is screwed on, virtually eliminating leakage, evaporation, contamination, binding and backing off. Old Part# QP-2507B, New Part# QP-GLC-01009. Typically ships from Pennsylvania. Call (888) 322-5722 for availability. | EA | N/A | N/A | 156.4675 | All Commercial Customers | 0% | 5% | 5% | 148.6441 | 149.7674 | 6-11 of Same Item 10% off ¦ 12+ of same Item 15% off | 7 days | Destination | USA
540-3 | Qorpak | GLC-01011 | QP-GLC-01011 | N/A | Glass Vials, Clear Screw Top 8 dram, Vinyl Lined Cap, case/144 | 25 x 95mm, 8 dram (30ml) Clear Borosilicate Glass Vial with 22-400 Black Phenolic Pulp/Vinyl Lined Cap attached. Clear vials offer maximum visibility. Made of Type I Borosilicate glass, providing exceptional resistance to heat shock and chemical leaching. The glass is non-porous and has no catalytic affect. Because the boron oxide particles in the glass are so small, the silicate is held more closely together, resulting in a much stronger glass for your laboratory needs. Attached Black Phenolic caps with pulp and vinyl liners are perfect for general use. The liner is made of a vinyl coating applied to high density polyethylene coated paper and then it is laminated to pulpboard. This general purpose liner is commonly used for food, beverage, medical and chemical applications packed at less than 120 degrees Fahrenheit. Old Part# QP-2507Q, New Part# QP-GLC-01011. Typically ships from Pennsylvania. Call (888) 322-5722 for availability. | EA | N/A | N/A | 127.47 | All Commercial Customers | 0% | 5% | 5% | 121.0965 | 122.0116 | 6-11 of Same Item 10% off ¦ 12+ of same Item 15% off | 7 days | Destination | USA
540-3 | Qorpak | GLC-01016 | QP-GLC-01016 | N/A | Glass Vials, Clear Screw Top 5 dram, Hole Cap/ PTFE/Silicone Septa, case/144 | 27.25 x 57.5mm, 5 dram (20ml) Clear Borosilicate Glass Vial with 24-400 Green PP Hole Cap & PTFE/Silicone Septa attached. Clear vials offer maximum visibility. Made of Type I Borosilicate glass, providing exceptional resistance to heat shock and chemical leaching. The glass is non-porous and has no catalytic affect. Because the boron oxide particles in the glass are so small, the silicate is held more closely together, resulting in a much stronger glass for your laboratory needs. Attached polypropylene hole caps are known for good impact strength, cost effectiveness, and pliability. The PTFE PTFE/Silicone septa resists coring and is recommended when multiple injections are required. This .125" septa has excellent resealing qualities. Typically ships from Pennsylvania. Call (888) 322-5722 for availability. | EA | N/A | N/A | 233.3625 | All Commercial Customers | 0% | 5% | 5% | 221.6944 | 223.3696 | 6-11 of Same Item 10% off ¦ 12+ of same Item 15% off | 7 days | Destination | USA
540-3 | Qorpak | GLC-01031 | QP-GLC-01031 | N/A | Glass Vials, Clear Screw Top 10 dram, Hole Cap/ PTFE/Silicone Septa, case/144 | 27.75 x 95mm, 10 dram (40ml) Clear Borosilicate Glass Vial with 24-400 Green PP Hole Cap & PTFE/Silicone Septa attached. Clear vials offer maximum visibility. Made of Type I Borosilicate glass, providing exceptional resistance to heat shock and chemical leaching. The glass is non-porous and has no catalytic affect. Because the boron oxide particles in the glass are so small, the silicate is held more closely together, resulting in a much stronger glass for your laboratory needs. Attached polypropylene hole caps are known for good impact strength, cost effectiveness, and pliability. The PTFE/Silicone septa (similar to PTFE) resists coring and is recommended when multiple injections are required. This .125" septa has excellent resealing qualities. | EA | N/A | N/A | 228.025 | All Commercial Customers | 0% | 5% | 5% | 216.6238 | 218.2607 | 6-11 of Same Item 10% off ¦ 12+ of same Item 15% off | 7 days | Destination | USA
540-3 | Qorpak | GLC-01036 | QP-GLC-01036 | N/A | Glass Vials, Clear Screw Top 10 dram, Tin Foil Lined Cap, case/72 | 27.75"m x 95mm, 10 dram Clear Borosilicate Vial with 24-400 Black Phenolic Pulp/Tin Foil Lined Cap attached. Clear vials offer maximum visibility. These general purpose glass vials are made of Type I Borosilicate glass, providing exceptional resistance to heat shock and chemical leaching. Attached black Thermoset (Phenolic) caps with tin foil liners offer good chemical resistance and are typically used with solids and powders. Good resistance to hydro-carbons, alcohols, ketones and oils. Typically ships from Pennsylvania. Call (888) 322-5722 for availability. | EA | N/A | N/A | 83.6675 | All Commercial Customers | 0% | 5% | 5% | 79.4841 | 80.0848 | 6-11 of Same Item 10% off ¦ 12+ of same Item 15% off | 7 days | Destination | USA
540-3 | Qorpak | GLC-01056 | QP-GLC-01056 | N/A | Glass Vials, Amber Screw Top, 5 dram, Green PTFE Lined Cap, case/144 | 20 mL (5 dram) Amber Vials, Green PTFE-Lined Caps. Amber vials offer protection from harmful light and UV rays for light sensitive products. Made of Type I Borosilicate glass, providing exceptional resistance to heat shock and chemical leaching. The glass is non-porous and has no catalytic affect. Because the boron oxide particles in the glass are so small, the silicate is held more closely together, resulting in a much stronger glass for your laboratory needs. Attached 24-400 Green Thermoset Caps with F217 PTFE Liners provide a wide range of chemical compatibility and temperature tolerance. The foam backed PTFE resists attack from virtually all chemicals at room temperature and provides resilience for a tight seal. Thermoset closures cannot be remelted after they are formed. Common Thermoset cap resins include urea, phenolic, and melamine. Old Part# QP-2V22MGTC, New Part# QP-GLC-01056. Typically ships from Pennsylvania. Call (888) 322-5722 for availability. | EA | N/A | N/A | 196.105 | All Commercial Customers | 0% | 5% | 5% | 186.2998 | 187.7076 | 6-11 of Same Item 10% off ¦ 12+ of same Item 15% off | 7 days | Destination | USA
540-3 | Qorpak | GLC-01057 | QP-GLC-01057 | N/A | Glass Vials, Amber Screw Top, 5 dram, Hole Cap, PTFE/Silicone Septa, Clean, case/80 | 20 mL (5 dram) Amber Vials, Green polypropylene 24-400 Hole Cap & PTFE PTFE/Silicone Septa, Cleaned & Certified for Volatiles Level 3. Amber vials offer protection from harmful light and UV rays for light sensitive products. Made of Type I Borosilicate glass, providing exceptional resistance to heat shock and chemical leaching. The glass is non-porous and has no catalytic affect. Because the boron oxide particles in the glass are so small, the silicate is held more closely together, resulting in a much stronger glass for your laboratory needs. Old Part# QP-0200-0018, New Part# QP-GLC-01057. Typically ships from Pennsylvania. Call (888) 322-5722 for availability. | EA | N/A | N/A | 153.9825 | All Commercial Customers | 0% | 5% | 5% | 146.2834 | 147.3888 | 6-11 of Same Item 10% off ¦ 12+ of same Item 15% off | 2 Weeks | Destination | USA
540-3 | Qorpak | GLC-01058 | QP-GLC-01058 | N/A | Glass Vials, Amber Screw Top, 5 dram, Hole Cap/ PTFE/Silicone Septa, case/144 | 20 mL (5 dram) Amber Vials, Green Hole Caps w/ PTFE & Silicone. Amber vials offer protection from harmful light and UV rays for light sensitive products. Made of Type I Borosilicate glass, providing exceptional resistance to heat shock and chemical leaching. The glass is non-porous and has no catalytic affect. Because the boron oxide particles in the glass are so small, the silicate is held more closely together, resulting in a much stronger glass for your laboratory needs. Attached 24-400 polypropylene hole caps are known for good impact strength, cost effectiveness, and pliability. The PTFE PTFE/Silicone septa resists coring and is recommended when multiple injections are required. This .125" septa has excellent resealing qualities. Old Part# QP-2V22MHSC, New Part# QP-GLC-01058. Typically ships from Pennsylvania. Call (888) 322-5722 for availability. | EA | N/A | N/A | 251.685 | All Commercial Customers | 0% | 5% | 5% | 239.1008 | 240.9076 | 6-11 of Same Item 10% off ¦ 12+ of same Item 15% off | 7 days | Destination | USA
540-3 | Qorpak | GLC-01061 | QP-GLC-01061 | N/A | Glass Vials, Amber Screw Top, 5 dram, 24-400 Polyseal Cone Lined Cap, case/144 | 20 mL (5 dram) Amber Glass Vials, Black Cone Lined Caps. Amber vials offer protection from harmful light and UV rays for light sensitive products. Made of Type I Borosilicate glass, providing exceptional resistance to heat shock and chemical leaching. The glass is non-porous and has no catalytic affect. Because the boron oxide particles in the glass are so small, the silicate is held more closely together, resulting in a much stronger glass for your laboratory needs. Attached Black Phenolic caps with Polyseal cone liners form an exceptionally tight seal and offer a good chemical barrier. This liner molds itself around the sealing areas of the finish as the cap is screwed on, virtually eliminating leakage, evaporation, contamination, binding and backing off. Old Part# QP-2516B, New Part# QP-GLC-01061. Typically ships from Pennsylvania. Call (888) 322-5722 for availability. | EA | N/A | N/A | 166.4775 | All Commercial Customers | 0% | 5% | 5% | 158.1536 | 159.3487 | 6-11 of Same Item 10% off ¦ 12+ of same Item 15% off | 7 days | Destination | USA
540-3 | Qorpak | GLC-01075 | QP-GLC-01075 | N/A | Glass Vials, Amber Screw Top, 10 dram, Hole Cap/ PTFE/Silicone Septa, case/144 | 40 mL Amber Glass Vials, PTFE and Silicone hole caps. Amber vials offer protection from harmful light and UV rays for light sensitive products. Made of Type I Borosilicate glass, providing exceptional resistance to heat shock and chemical leaching. The glass is non-porous and has no catalytic affect. 40 mL Amber Glass Vials, PTFE and Silicone hole caps. Amber vials offer protection from harmful light and UV rays for light sensitive products. Made of Type I Borosilicate glass, providing exceptional resistance to heat shock and chemical leaching. The glass is non-porous and has no catalytic affect. Because the boron oxide particles in the glass are so small, the silicate is held more closely together, resulting in a much stronger glass for your laboratory needs.Attached 24-400 polypropylene hole caps are known for good impact strength, cost effectiveness, and pliability. The PTFE PTFE/Silicone septa resists coring and is recommended when multiple injections are required. This .125" septa has excellent resealing qualities. Old Part# QP-2518T/144, New Part# QP-GLC-01075. Typically ships from Pennsylvania. Call (888) 322-5722 for availability. | EA | N/A | N/A | 252.1925 | All Commercial Customers | 0% | 5% | 5% | 239.5829 | 241.3933 | 6-11 of Same Item 10% off ¦ 12+ of same Item 15% off | 7 days | Destination | USA
540-3 | Qorpak | GLC-01082 | QP-GLC-01082 | N/A | Clear Glass Boston Round Bottles, 1 oz, PTFE Lined Cap, case/48 | 1 ounce (30 mL) Glass Boston Round Bottles, 20-400 Green PTFE-Lined Caps, 31 x 79mm. Clear Boston Rounds offer maximum visibility and sample integrity. Boston Round bottles are ideal for general laboratory use for liquid storage & sampling. They feature a round body, rounded shoulders and narrow screw neck opening. These environmentally sensitive bottles help eliminate waste and help to insure product integrity for long term storage. Attached Green Thermoset Caps with F217 PTFE Liners provide a wide range of chemical compatibility and temperature tolerance. The foam backed PTFE resists attack from virtually all chemicals at room temperature and provides resilience for a tight seal. Old Part# QP-7909, New Part# QP-GLC-01082. Typically ships from Pennsylvania. Call (888) 322-5722 for availability.Bottle Material: Type 3 Soda Lime Glass | EA | N/A | N/A | 56.8925 | All Commercial Customers | 0% | 5% | 5% | 54.0479 | 54.4563 | 6-11 of Same Item 10% off ¦ 12+ of same Item 15% off | 7 days | Destination | USA
540-3 | Qorpak | GLC-01094 | QP-GLC-01094 | N/A | Clear Glass Boston Round Bottles, 1 oz, Vinyl Lined Cap, case/48 | 1 ounce (30 mL) Glass Boston Round Bottles, Vinyl Lined Caps, 31 x 79mm. Clear Boston Rounds offer maximum visibility and sample integrity. Boston Round bottles are ideal for general laboratory use for liquid storage & sampling. They feature a round body, rounded shoulders and narrow screw neck opening. These environmentally sensitive bottles help eliminate waste and help to insure product integrity for long term storage. Attached 20-400 Black Phenolic caps with pulp and vinyl liners are perfect for general use. The liner is made of a vinyl coating applied to high density polyethylene coated paper and then it is laminated to pulpboard. This general purpose liner is commonly used for food, beverage, medical and chemical applications packed at less than 120 degrees Fahrenheit. Old Part# QP-7709, New Part# QP-GLC-01094. Typically ships from Pennsylvania. Call (888) 322-5722 for availability.Bottle Material: Type 3 Soda Lime Glass | EA | N/A | N/A | 47.95 | All Commercial Customers | 0% | 5% | 5% | 45.5525 | 45.8967 | 6-11 of Same Item 10% off ¦ 12+ of same Item 15% off | 7 days | Destination | USA
540-3 | Qorpak | GLC-01099 | QP-GLC-01099 | N/A | Clear Glass Boston Round, 2 oz, Green PTFE Lined Cap, case/24 | 2 ounce (60 mL) Glass Boston Round Bottles, Green PTFE PTFE-Lined Caps, 39 x 94mm. Clear Boston Rounds offer maximum visibility and sample integrity. Boston Round bottles are ideal for general laboratory use for liquid storage & sampling. They feature a round body, rounded shoulders and narrow screw neck opening. These environmentally sensitive bottles help eliminate waste and help to insure product integrity for long term storage. Attached 20-400 Green Thermoset Caps with F217 PTFE Liners provide a wide range of chemical compatibility and temperature tolerance. The foam backed PTFE resists attack from virtually all chemicals at room temperature and provides resilience for a tight seal. Old Part# QP-7910, New Part# QP-GLC-01099. Typically ships from Pennsylvania. Call (888) 322-5722 for availability.Bottle Material: Type 3 Soda Lime Glass | EA | N/A | N/A | 33.4425 | All Commercial Customers | 0% | 5% | 5% | 31.7704 | 32.0105 | 6-11 of Same Item 10% off ¦ 12+ of same Item 15% off | 7 days | Destination | USA
540-3 | Qorpak | GLC-01116 | QP-GLC-01116 | N/A | Clear Boston Round Bottles, 2 oz, Black Vinyl Lined Cap, case/24 | 2 ounce (60 mL) Glass Boston Round Bottles, Vinyl Lined Caps, 39 x 94mm. Clear Boston Rounds offer maximum visibility and sample integrity. Boston Round bottles are ideal for general laboratory use for liquid storage & sampling. They feature a round body, rounded shoulders and narrow screw neck opening. These environmentally sensitive bottles help eliminate waste and help to insure product integrity for long term storage. Attached Black Phenolic caps with pulp and vinyl liners are perfect for general use. The liner is made of a vinyl coating applied to high density polyethylene coated paper and then it is laminated to pulpboard. This general purpose liner is commonly used for food, beverage, medical and chemical applications packed at less than 120 degrees Fahrenheit. Old Part# QP-7710, New Part# QP-GLC-01116. Typically ships from Pennsylvania. Call (888) 322-5722 for availability.Bottle Material: Type 3 Soda Lime Glass | EA | N/A | N/A | 29.4525 | All Commercial Customers | 0% | 5% | 5% | 27.9799 | 28.1913 | 6-11 of Same Item 10% off ¦ 12+ of same Item 15% off | 7 days | Destination | USA
540-3 | Qorpak | GLC-01123 | QP-GLC-01123 | N/A | Clear Boston Round Bottles, 4 oz, Green PTFE Lined Cap, case/24 | 4 ounce (120 mL) Glass Boston Round Bottles, Green PTFE PTFE-Lined Caps, 48 x 112mm. Clear Boston Rounds offer maximum visibility and sample integrity. Boston Round bottles are ideal for general laboratory use for liquid storage & sampling. They feature a round body, rounded shoulders and narrow screw neck opening. These environmentally sensitive bottles help eliminate waste and help to insure product integrity for long term storage. Attached 22-400 Green Thermoset Caps with F217 PTFE Liners provide a wide range of chemical compatibility and temperature tolerance. The foam backed PTFE resists attack from virtually all chemicals at room temperature and provides resilience for a tight seal. Old Part# QP-7912, New Part# QP-GLC-01123. Typically ships from Pennsylvania. Call (888) 322-5722 for availability.Bottle Material: Type 3 Soda Lime Glass | EA | N/A | N/A | 38.4825 | All Commercial Customers | 0% | 5% | 5% | 36.5584 | 36.8346 | 6-11 of Same Item 10% off ¦ 12+ of same Item 15% off | 7 days | Destination | USA
540-3 | Qorpak | GLC-01138 | QP-GLC-01138 | N/A | Clear Boston Round Bottles, 4 oz, Vinyl Lined Cap, case/24 | 22-400 finish, for solvents, alkalis, mild acids, alcohols, and oilsBottle Material: Type 3 Soda Lime Glass | EA | N/A | N/A | 33.25 | All Commercial Customers | 0% | 5% | 5% | 31.5875 | 31.8262 | 6-11 of Same Item 10% off ¦ 12+ of same Item 15% off | 7 days | Destination | USA
540-3 | Qorpak | GLC-01151 | QP-GLC-01151 | N/A | Clear Boston Round Bottles, 8 oz, Green PTFE Lined Cap, case/24 | 8 ounce (250 mL) Glass Boston Round Bottles, Green PTFE-Lined Caps, 60 x 137mm. Clear Boston Rounds offer maximum visibility and sample integrity. Boston Round bottles are ideal for general laboratory use for liquid storage & sampling. They feature a round body, rounded shoulders and narrow screw neck opening. These environmentally sensitive bottles help eliminate waste and help to insure product integrity for long term storage. Attached 24-400 Green Thermoset Caps with F217 PTFE Liners provide a wide range of chemical compatibility and temperature tolerance. The foam backed PTFE resists attack from virtually all chemicals at room temperature and provides resilience for a tight seal. Old part# QP-7913. Typically ships from Pennsylvania. Call (888) 322-5722 for availability.Bottle Material: Type 3 Soda Lime Glass | EA | N/A | N/A | 46.0425 | All Commercial Customers | 0% | 5% | 5% | 43.7404 | 44.0709 | 6-11 of Same Item 10% off ¦ 12+ of same Item 15% off | 7 days | Destination | USA
540-3 | Qorpak | GLC-01173 | QP-GLC-01173 | N/A | Clear Boston Round Bottles, 8 oz, Black Vinyl Lined Cap, case/24 | 8 ounce (250 mL) Glass Boston Round Bottles, Vinyl Lined Caps, 60 x 137mm. Clear Boston Rounds offer maximum visibility and sample integrity. Boston Round bottles are ideal for general laboratory use for liquid storage & sampling. They feature a round body, rounded shoulders and narrow screw neck opening. These environmentally sensitive bottles help eliminate waste and help to insure product integrity for long term storage. Attached 24-400 Black Phenolic caps with pulp and vinyl liners are perfect for general use. The liner is made of a vinyl coating applied to high density polyethylene coated paper and then it is laminated to pulpboard. This general purpose liner is commonly used for food, beverage, medical and chemical applications packed at less than 120 degrees Fahrenheit. Old Part# QP-7713, New Part# QP-GLC-01173. Typically ships from Pennsylvania. Call (888) 322-5722 for availability.Bottle Material: Type 3 Soda Lime Glass | EA | N/A | N/A | 40.1275 | All Commercial Customers | 0% | 5% | 5% | 38.1211 | 38.4092 | 6-11 of Same Item 10% off ¦ 12+ of same Item 15% off | 7 days | Destination | USA
540-3 | Qorpak | GLC-01185 | QP-GLC-01185 | N/A | Boston Round Glass Bottles, 16 oz, Green PTFE Lined Cap, case/12 | 16 ounce glass Boston round bottles with 28-400 finish, 75 x 168mm. Clear Boston Rounds offer maximum visibility and sample integrity. Boston Round bottles are ideal for general laboratory use for liquid storage & sampling. They feature a round body, rounded shoulders and narrow screw neck opening. These environmentally sensitive bottles help eliminate waste and help to insure product integrity for long term storage. Attached 28-400 Green Thermoset Caps with F217 PTFE Liners provide a wide range of chemical compatibility and temperature tolerance. The foam backed PTFE resists attack from virtually all chemicals at room temperature and provides resilience for a tight seal. Old part# QP-7914. Typically ships from Pennsylvania. Call (888) 322-5722 for availability.Bottle Material: Type 3 Soda Lime Glass | EA | N/A | N/A | 30.52 | All Commercial Customers | 0% | 5% | 5% | 28.994 | 29.2131 | 6-11 of Same Item 10% off ¦ 12+ of same Item 15% off | 7 days | Destination | USA
540-3 | Qorpak | GLC-01205 | QP-GLC-01205 | N/A | Boston Round Glass Bottles, 16 oz, Black Vinyl Lined Cap, case/12 | 16 ounce (500 mL) Glass Boston Round Bottles, Vinyl Lined Caps, 75 x 168mm. Clear Boston Rounds offer maximum visibility and sample integrity. Boston Round bottles are ideal for general laboratory use for liquid storage & sampling. They feature a round body, rounded shoulders and narrow screw neck opening. These environmentally sensitive bottles help eliminate waste and help to insure product integrity for long term storage. Attached 28-400 Black Phenolic caps with pulp and vinyl liners are perfect for general use. The liner is made of a vinyl coating applied to high density polyethylene coated paper and then it is laminated to pulpboard. This general purpose liner is commonly used for food, beverage, medical and chemical applications packed at less than 120 degrees Fahrenheit. Old Part# QP-7714, New Part# QP-GLC-01205. Typically ships from Pennsylvania. Call (888) 322-5722 for availability.Bottle Material: Type 3 Soda Lime Glass | EA | N/A | N/A | 26.9325 | All Commercial Customers | 0% | 5% | 5% | 25.5859 | 25.7792 | 6-11 of Same Item 10% off ¦ 12+ of same Item 15% off | 7 days | Destination | USA
540-3 | Qorpak | GLC-01217 | QP-GLC-01217 | N/A | Boston Round Glass Bottles, 32 oz, Green PTFE Lined Cap, case/12 | 32 ounce (950 mL) Glass Boston Round Bottles, Green PTFE-Lined Caps, 94 x 210mm. Clear Boston Rounds offer maximum visibility and sample integrity. Boston Round bottles are ideal for general laboratory use for liquid storage & sampling. They feature a round body, rounded shoulders and narrow screw neck opening. These environmentally sensitive bottles help eliminate waste and help to insure product integrity for long term storage. Attached 33-400 Green Thermoset Caps with F217 PTFE Liners provide a wide range of chemical compatibility and temperature tolerance. The foam backed PTFE resists attack from virtually all chemicals at room temperature and provides resilience for a tight seal. Old part# QP-7917. Typically ships from Pennsylvania. Call (888) 322-5722 for availability.Bottle Material: Type 3 Soda Lime Glass | EA | N/A | N/A | 43.4175 | All Commercial Customers | 0% | 5% | 5% | 41.2466 | 41.5583 | 6-11 of Same Item 10% off ¦ 12+ of same Item 15% off | 7 days | Destination | USA
540-3 | Qorpak | GLC-01260 | QP-GLC-01260 | N/A | French Square Glass Bottles, 1 oz, Green PTFE Lined Cap, case/48 | 1oz Glass French Square, Green PTFE-Lined Caps, 35 x 72mm. Clear French Square bottles provide maximum content visibility, space saving design and a wide mouth opening. ideal for mixing, storing and sampling.Attached 24-400 Green Thermoset Caps with F217 PTFE Liners provide a wide range of chemical compatibility and temperature tolerance. The foam backed PTFE resists attack from virtually all chemicals at room temperature and provides resilience for a tight seal. Thermoset closures cannot be remelted after they are formed. Common Thermoset cap resins include urea, phenolic, and melamine. Old Part# QP-7902, New Part# QP-GLC-01260. Typically ships from Pennsylvania. Call (888) 322-5722 for availability.Bottle Material: Type 3 Soda Lime Glass | EA | N/A | N/A | 72.7125 | All Commercial Customers | 0% | 5% | 5% | 69.0769 | 69.5989 | 6-11 of Same Item 10% off ¦ 12+ of same Item 15% off | 7 days | Destination | USA
540-3 | Qorpak | GLC-01272 | QP-GLC-01272 | N/A | French Square Glass Bottles, 1 oz, Black Vinyl Lined Cap, case/48 | 1 oz (30 mL) Glass French Square, Vinyl Lined Caps, 35 x 72mm. Clear French Square bottles provide maximum content visibility, space saving design and a wide mouth opening. ideal for mixing, storing and sampling.Attached 24-400 Black Phenolic caps with pulp and vinyl liners are perfect for general use. The liner is made of a vinyl coating applied to high density polyethylene coated paper and then it is laminated to pulpboard. This general purpose liner is commonly used for food, beverage, medical and chemical applications packed at less than 120 degrees Fahrenheit. Old Part# QP-7702, New Part# QP-GLC-01272. Typically ships from Pennsylvania. Call (888) 322-5722 for availability.Bottle Material: Type 3 Soda Lime Glass | EA | N/A | N/A | 61.3725 | All Commercial Customers | 0% | 5% | 5% | 58.3039 | 58.7445 | 6-11 of Same Item 10% off ¦ 12+ of same Item 15% off | 7 days | Destination | USA
540-3 | Qorpak | GLC-01284 | QP-GLC-01284 | N/A | French Square Glass Bottles, 2 oz, Green PTFE Lined Cap, case/48 | 2oz Glass French Square, Green PTFE-Lined Caps, 37 x 86mm. Clear French Square bottles provide maximum content visibility, space saving design and a wide mouth opening. ideal for mixing, storing and sampling.Attached 28-400 Green Thermoset Caps with F217 PTFE Liners provide a wide range of chemical compatibility and temperature tolerance. The foam backed PTFE resists attack from virtually all chemicals at room temperature and provides resilience for a tight seal. Thermoset closures cannot be remelted after they are formed. Common Thermoset cap resins include urea, phenolic, and melamine. Old Part# QP-7903, New Part# QP-GLC-01284. Typically ships from Pennsylvania. Call (888) 322-5722 for availability.Bottle Material: Type 3 Soda Lime Glass | EA | N/A | N/A | 78.61 | All Commercial Customers | 0% | 5% | 5% | 74.6795 | 75.2438 | 6-11 of Same Item 10% off ¦ 12+ of same Item 15% off | 7 days | Destination | USA
540-3 | Qorpak | GLC-01298 | QP-GLC-01298 | N/A | French Square Glass Bottles, 2 oz, Black Vinyl Lined Cap, case/48 | 2 oz (60 mL) Glass French Square, Vinyl Lined Caps, 37 x 86mm. Clear French Square bottles provide maximum content visibility, space saving design and a wide mouth opening. ideal for mixing, storing and sampling.Attached 28-400 Black Phenolic caps with pulp and vinyl liners are perfect for general use. The liner is made of a vinyl coating applied to high density polyethylene coated paper and then it is laminated to pulpboard. This general purpose liner is commonly used for food, beverage, medical and chemical applications packed at less than 120 degrees Fahrenheit. Old Part# QP-7703, New Part# QP-GLC-01298. Typically ships from Pennsylvania. Call (888) 322-5722 for availability.Bottle Material: Type 3 Soda Lime Glass | EA | N/A | N/A | 65.0475 | All Commercial Customers | 0% | 5% | 5% | 61.7951 | 62.2621 | 6-11 of Same Item 10% off ¦ 12+ of same Item 15% off | 7 days | Destination | USA
540-3 | Qorpak | GLC-01311 | QP-GLC-01311 | N/A | French Square Glass Bottles, 4 oz, Green PTFE Lined Cap, case/24 | 4oz Glass French Square, Green PTFE-Lined Caps, 45 x 112mm. Clear French Square bottles provide maximum content visibility, space saving design and a wide mouth opening. ideal for mixing, storing and sampling.Attached 33-400 Green Thermoset Caps with F217 PTFE Liners provide a wide range of chemical compatibility and temperature tolerance. The foam backed PTFE resists attack from virtually all chemicals at room temperature and provides resilience for a tight seal. Thermoset closures cannot be remelted after they are formed. Common Thermoset cap resins include urea, phenolic, and melamine. Old Part# QP-7904, New Part# QP-GLC-01311. Typically ships from Pennsylvania. Call (888) 322-5722 for availability.Bottle Material: Type 3 Soda Lime Glass | EA | N/A | N/A | 49.2625 | All Commercial Customers | 0% | 5% | 5% | 46.7994 | 47.153 | 6-11 of Same Item 10% off ¦ 12+ of same Item 15% off | 7 days | Destination | USA
540-3 | Qorpak | GLC-01326 | QP-GLC-01326 | N/A | French Square Glass Bottles, 4 oz, Black Vinyl Lined Cap, case/24 | 4 oz (125 mL) Glass French Square, Vinyl Lined Caps, 45 x 112mm. Clear French Square bottles provide maximum content visibility, space saving design and a wide mouth opening. ideal for mixing, storing and sampling.Attached 33-400 Black Phenolic caps with pulp and vinyl liners are perfect for general use. The liner is made of a vinyl coating applied to high density polyethylene coated paper and then it is laminated to pulpboard. This general purpose liner is commonly used for food, beverage, medical and chemical applications packed at less than 120 degrees Fahrenheit. Old Part# QP-7704, New Part# QP-GLC-01326. Typically ships from Pennsylvania. Call (888) 322-5722 for availability.Bottle Material: Type 3 Soda Lime Glass | EA | N/A | N/A | 38.885 | All Commercial Customers | 0% | 5% | 5% | 36.9408 | 37.2199 | 6-11 of Same Item 10% off ¦ 12+ of same Item 15% off | 7 days | Destination | USA
540-3 | Qorpak | GLC-01336 | QP-GLC-01336 | N/A | French Square Glass Bottles, 8 oz, Green PTFE Lined Cap, case/24 | 8oz Glass French Square, Green PTFE-Lined Caps, 51 x 137mm. Clear French Square bottles provide maximum content visibility, space saving design and a wide mouth opening. ideal for mixing, storing and sampling.Attached 43-400 Green Thermoset Caps with F217 PTFE Liners provide a wide range of chemical compatibility and temperature tolerance. The foam backed PTFE resists attack from virtually all chemicals at room temperature and provides resilience for a tight seal. Thermoset closures cannot be remelted after they are formed. Common Thermoset cap resins include urea, phenolic, and melamine. Old part# QP-7905. Typically ships from Pennsylvania. Call (888) 322-5722 for availability.Bottle Material: Type 3 Soda Lime Glass | EA | N/A | N/A | 68.705 | All Commercial Customers | 0% | 5% | 5% | 65.2698 | 65.763 | 6-11 of Same Item 10% off ¦ 12+ of same Item 15% off | 7 days | Destination | USA
540-3 | Qorpak | GLC-01354 | QP-GLC-01354 | N/A | French Square Glass Bottles, 8 oz, Black Vinyl Lined Cap, case/24 | 8.5 oz (250 mL) Glass French Square, Vinyl Lined Caps, 51 x 137mm. Clear French Square bottles provide maximum content visibility, space saving design and a wide mouth opening. ideal for mixing, storing and sampling.Attached 43-400 Black Phenolic caps with pulp and vinyl liners are perfect for general use. The liner is made of a vinyl coating applied to high density polyethylene coated paper and then it is laminated to pulpboard. This general purpose liner is commonly used for food, beverage, medical and chemical applications packed at less than 120 degrees Fahrenheit. Old Part# QP-7705, New Part# QP-GLC-01354. Typically ships from Pennsylvania. Call (888) 322-5722 for availability.Bottle Material: Type 3 Soda Lime Glass | EA | N/A | N/A | 52.57 | All Commercial Customers | 0% | 5% | 5% | 49.9415 | 50.3189 | 6-11 of Same Item 10% off ¦ 12+ of same Item 15% off | 7 days | Destination | USA
540-3 | Qorpak | GLC-01364 | QP-GLC-01364 | N/A | French Square Glass Bottles, 16 oz, Green PTFE Lined Cap, case/24 | 16oz Glass French Square, Green PTFE-Lined Caps, 62 x 167mm. Clear French Square bottles provide maximum content visibility, space saving design and a wide mouth opening. ideal for mixing, storing and sampling.Attached 48-400 Green Thermoset Caps with F217 PTFE Liners provide a wide range of chemical compatibility and temperature tolerance. The foam backed PTFE resists attack from virtually all chemicals at room temperature and provides resilience for a tight seal. Thermoset closures cannot be remelted after they are formed. Common Thermoset cap resins include urea, phenolic, and melamine. Old part# QP-7906. Typically ships from Pennsylvania. Call (888) 322-5722 for availability.Bottle Material: Type 3 Soda Lime Glass | EA | N/A | N/A | 83.545 | All Commercial Customers | 0% | 5% | 5% | 79.3678 | 79.9675 | 6-11 of Same Item 10% off ¦ 12+ of same Item 15% off | 7 days | Destination | USA
540-3 | Qorpak | GLC-01378 | QP-GLC-01378 | N/A | French Square Glass Bottles, 16 oz, Black Vinyl Lined Cap, case/24 | 16 oz (500 mL) Glass French Square, Vinyl Lined Caps, 62 x 167mm. Clear French Square bottles provide maximum content visibility, space saving design and a wide mouth opening. ideal for mixing, storing and sampling.Attached 48-400 Black Phenolic caps with pulp and vinyl liners are perfect for general use. The liner is made of a vinyl coating applied to high density polyethylene coated paper and then it is laminated to pulpboard. This general purpose liner is commonly used for food, beverage, medical and chemical applications packed at less than 120 degrees Fahrenheit. Old Part# QP-7706, New Part# QP-GLC-01378. Typically ships from Pennsylvania. Call (888) 322-5722 for availability.Bottle Material: Type 3 Soda Lime Glass | EA | N/A | N/A | 63.84 | All Commercial Customers | 0% | 5% | 5% | 60.648 | 61.1063 | 6-11 of Same Item 10% off ¦ 12+ of same Item 15% off | 7 days | Destination | USA
540-3 | Qorpak | GLC-01388 | QP-GLC-01388 | N/A | French Square Glass Bottles, 32 oz, Green PTFE Lined Cap, case/12 | 32oz Glass French Square, Green PTFE-Lined Caps, 83 x 202mm. Clear French Square bottles provide maximum content visibility, space saving design and a wide mouth opening. ideal for mixing, storing and sampling.Attached 58-400 Green Thermoset Caps with F217 PTFE Liners provide a wide range of chemical compatibility and temperature tolerance. The foam backed PTFE resists attack from virtually all chemicals at room temperature and provides resilience for a tight seal. Thermoset closures cannot be remelted after they are formed. Common Thermoset cap resins include urea, phenolic, and melamine. Old | EA | N/A | N/A | 77.945 | All Commercial Customers | 0% | 5% | 5% | 74.0477 | 74.6073 | 6-11 of Same Item 10% off ¦ 12+ of same Item 15% off | 7 days | Destination | USA
540-3 | Qorpak | GLC-01396 | QP-GLC-01396 | N/A | French Square Glass Bottles, 32 oz, Black Vinyl Lined Cap, case/24 | 32 oz (950 mL) Glass French Square, Vinyl Lined Caps, 83 x 202mm. Clear French Square bottles provide maximum content visibility, space saving design and a wide mouth opening. ideal for mixing, storing and sampling.Attached 58-400 black phenolic (Thermoset) caps with pulp/vinyl liners are perfect for general use. The liner is made of a vinyl coating applied to high density polyethylene coated paper and then it is laminated to pulpboard. This general purpose liner is commonly used for food, beverage, medical and chemical applications packed at less than 120&deg; F., including mild acids, alkalis, solvents, alcohols, oils and aqueous products; not recommended for active hydrocarbons or bleaches. Old Part# QP-7507, New Part# QP-GLC-01396. Typically ships from Pennsylvania. Call (888) 322-5722 for availability.Bottle Material: Type 3 Soda Lime Glass | EA | N/A | N/A | 111.09 | All Commercial Customers | 0% | 5% | 5% | 105.5355 | 106.333 | 6-11 of Same Item 10% off ¦ 12+ of same Item 15% off | 7 days | Destination | USA
540-3 | Qorpak | GLC-01406 | QP-GLC-01406 | N/A | Clear Glass Jug, 2 Liter (64 oz) Black Cap with PTFE Disc, case/6 | 64oz (1,920ml) Clear Jug with 38-400 Black PP Cap & PTFE Disc attached, 124 x 265mm. Approximately 2 liter Clear Glass bottles with shoulder loop and Black PP Cap with PTFE Disc attached. Clear Jugs with molded finger grips are the perfect storage solution for large quantities of liquid. Glass is inert and protects against gas and product permeation. Clear class provides maximum visibility and sample integrity.Attached 38-400 Polypropylene Caps are known for good impact strength, cost effectiveness, & pliability. These caps are autoclavable if the disc is removed. Inner PTFE Discs are made of 0.010" solid virgin PTFE. Often used for environmental sampling. Easy-to-clean, remove, and replace.These bottles have a high shipping cost due to their large size and weight. Our online shipping calculator will provide a shipping cost based on our main shipping hub. If you prefer to receive a ship quote from the closest possible location, please call us at (888) 322-5722. Old Part# QP-2M64QEDC, New Part# QP-GLC-01406. Typically ships from Pennsylvania. Call (888) 322-5722 for availability.Bottle Material: Type 3 Soda Lime Glass | EA | N/A | N/A | 37.5375 | All Commercial Customers | 0% | 5% | 5% | 35.6606 | 35.9301 | 6-11 of Same Item 10% off ¦ 12+ of same Item 15% off | 7 days | Destination | USA
540-3 | Qorpak | GLC-01408 | QP-GLC-01408 | N/A | Clear Glass Jug, 2 Liter (64 oz), Green PTFE Lined Cap, case/6 | 64oz (1,920ml) Clear Jug with Green Thermoset F217 & PTFE Lined Cap attached, 124 x 265mm. Clear Jugs with molded finger grips are the perfect storage solution for large quantities of liquid. Glass is inert and protects against gas and product permeation. Clear class provides maximum visibility and sample integrity.Attached 38-400 Green Thermoset F217 & PTFE Lined Caps are known for providing the widest range of chemical compatibility and for being the most temperature tolerant of plastic closures. The color green easily identifies the PTFE liner system. Foam backed PTFE liners resist attack from virtually all chemicals at room temperature and provides resilience for a tight seal with a low moisture transmission rate. F217 has a low density foam core between two solid layers of LDPE. Uses include analytical lab samples, high purity chemicals, strong acids solvents, environmental samples, pharmaceuticals, and diagnostic reagents. Thermoset and Phenolic Caps known for being the most temperature tolerant of plastic closures. They also provide the most consistent adherence to close dimensional tolerances. ideal for pharmaceutical applications. (Thermoset closures cannot be remelted after they are formed.)These bottles have a high shipping cost due to their large size and weight. Our online shipping calculator will provide a shipping cost based on our main shipping hub. If you prefer to receive a ship quote from the closest possible location, please call us at (888) 322-5722. Old Part# QP-7963, New Part# QP-GLC-01408. Typically ships from Pennsylvania. Call (888) 322-5722 for availability.Bottle Material: Type 3 Soda Lime Glass | EA | N/A | N/A | 40.2325 | All Commercial Customers | 0% | 5% | 5% | 38.2209 | 38.5097 | 6-11 of Same Item 10% off ¦ 12+ of same Item 15% off | 7 days | Destination | USA
540-3 | Qorpak | GLC-01420 | QP-GLC-01420 | N/A | Clear Glass Jug, 2 Liter (64 oz), Black Vinyl Lined Cap, case/6 | 64oz (1,920ml) Clear Jug with 38-400 Black Phenolic Pulp/Vinyl Lined Cap attached, 124 x 265mm. Clear Jugs with molded finger grips are the perfect storage solution for large quantities of liquid. Glass is inert and protects against gas and product permeation. Clear class provides maximum visibility and sample integrity.Attached 38-400 Phenolic Pulp/Vinyl Lined Caps are perfect for general use. The liner is made of a vinyl coating applied to high density polyethylene coated paper and then it is laminated to pulp-board. This general purpose liner is commonly used for food, beverage, medical and chemical applications packed at less than 120&deg; F., including mild acids, alkalis, solvents, alcohols, oils and aqueous products; not recommended for active hydrocarbons or bleaches. Thermoset and Phenolic Caps known for being the most temperature tolerant of plastic closures. They also provide the most consistent adherence to close dimensional tolerances. ideal for pharmaceutical applications. (Thermoset closures cannot be remelted after they are formed.)These bottles have a high shipping cost due to their large size and weight. Our online shipping calculator will provide a shipping cost based on our main shipping hub. If you prefer to receive a ship quote from the closest possible location, please call us at (888) 322-5722. Old Part# QP-7763, New Part# QP-GLC-01420. Typically ships from Pennsylvania. Call (888) 322-5722 for availability.Bottle Material: Type 3 Soda Lime Glass | EA | N/A | N/A | 36.1375 | All Commercial Customers | 0% | 5% | 5% | 34.3306 | 34.5901 | 6-11 of Same Item 10% off ¦ 12+ of same Item 15% off | 7 days | Destination | USA
540-3 | Qorpak | GLC-01425 | QP-GLC-01425 | N/A | Clear Glass Jug, 4 Liter (128 oz), Black Cap with PTFE Disc, case/4 | 128oz (3,840ml) Clear Jug with 38-400 Black PP Cap & PTFE Disc attached, 166 x 293mm. Approximately 4 liter Clear Glass Jugs with molded finger grips are the perfect storage solution for large quantities of liquid. Glass is inert and protects against gas and product permeation. Clear class provides maximum visibility and sample integrity.Attached 38-400 Polypropylene Caps are known for good impact strength, cost effectiveness, & pliability. These caps are autoclavable if the disc is removed. Inner PTFE Discs are made of 0.010" solid virgin PTFE. Often used for environmental sampling. Easy-to-clean, remove, and replace.These bottles have a high shipping cost due to their large size and weight. Our online shipping calculator will provide a shipping cost based on our main shipping hub. If you prefer to receive a ship quote from the closest possible location, please call us at (888) 322-5722. Old Part# QP-2M98QEDC, New Part# QP-GLC-01425. Typically ships from Pennsylvania. Call (888) 322-5722 for availability.Bottle Material: Type 3 Soda Lime Glass | EA | N/A | N/A | 32.5675 | All Commercial Customers | 0% | 5% | 5% | 30.9391 | 31.1729 | 6-11 of Same Item 10% off ¦ 12+ of same Item 15% off | 7 days | Destination | USA
540-3 | Qorpak | GLC-01429 | QP-GLC-01429 | N/A | Clear Glass Jug, 4 Liter (128 oz), Green PTFE Lined Cap, case/4 | 128oz (3,840ml) Clear Jug with 38-400 Green Thermoset F217 & PTFE Lined Caps attached, 166 x 293mm. Approximately 4 liter Clear Glass Jugs with molded finger grips are the perfect storage solution for large quantities of liquid. Glass is inert and protects against gas and product permeation. Clear class provides maximum visibility and sample integrity.Attached 38-400 Green Thermoset F217 & PTFE Lined Caps are known for providing the widest range of chemical compatibility and for being the most temperature tolerant of plastic closures. The color green easily identifies the PTFE liner system. Foam backed PTFE liners resist attack from virtually all chemicals at room temperature and provides resilience for a tight seal with a low moisture transmission rate. F217 has a low density foam core between two solid layers of LDPE. Uses include analytical lab samples, high purity chemicals, strong acids solvents, environmental samples, pharmaceuticals, and diagnostic reagents. Thermoset and Phenolic Caps known for being the most temperature tolerant of plastic closures. They also provide the most consistent adherence to close dimensional tolerances. ideal for pharmaceutical applications. (Thermoset closures cannot be remelted after they are formed.)These bottles have a high shipping cost due to their large size and weight. Our online shipping calculator will provide a shipping cost based on our main shipping hub. If you prefer to receive a ship quote from the closest possible location, please call us at (888) 322-5722. Old Part# QP-7964, New Part# QP-GLC-01429. Typically ships from Pennsylvania. Call (888) 322-5722 for availability.Bottle Material: Type 3 Soda Lime Glass | EA | N/A | N/A | 34.7725 | All Commercial Customers | 0% | 5% | 5% | 33.0339 | 33.2835 | 6-11 of Same Item 10% off ¦ 12+ of same Item 15% off | 7 days | Destination | USA
540-3 | Qorpak | GLC-01445 | QP-GLC-01445 | N/A | Clear Glass Jug, 4 Liter (128 oz), Black Vinyl Lined Cap, case/4 | 128oz (3,840ml) Clear Jug with Black 38-400 Phenolic Pulp/Vinyl Lined Caps attached, 166 x 293mm. Approximately 4 liter Clear Glass Jugs with molded finger grips are the perfect storage solution for large quantities of liquid. Glass is inert and protects against gas and product permeation. Clear class provides maximum visibility and sample integrity.Attached Phenolic Pulp/Vinyl Lined Caps are perfect for general use. The liner is made of a vinyl coating applied to high density polyethylene coated paper and then it is laminated to pulpboard. This general purpose liner is commonly used for food, beverage, medical and chemical applications packed at less than 120&deg; F., including mild acids, alkalis, solvents, alcohols, oils and aqueous products; not recommended for active hydrocarbons or bleaches. Thermoset and Phenolic Caps known for being the most temperature tolerant of plastic closures. They also provide the most consistent adherence to close dimensional tolerances. ideal for pharmaceutical applications. (Thermoset closures cannot be remelted after they are formed.)These bottles have a high shipping cost due to their large size and weight. Our online shipping calculator will provide a shipping cost based on our main shipping hub. If you prefer to receive a ship quote from the closest possible location, please call us at (888) 322-5722. Old Part# QP-7764, New Part# QP-GLC-01445. Typically ships from Pennsylvania. Call (888) 322-5722 for availability.Bottle Material: Type 3 Soda Lime Glass | EA | N/A | N/A | 31.9725 | All Commercial Customers | 0% | 5% | 5% | 30.3739 | 30.6034 | 6-11 of Same Item 10% off ¦ 12+ of same Item 15% off | 7 days | Destination | USA
540-3 | Qorpak | GLC-01450 | QP-GLC-01450 | N/A | Graduated Wide Mouth Jar, 1oz, Green PTFE Lined Cap, case/48 | 1oz (30ml) Clear Graduated Medium Round with 33-400 Green Thermoset F217 & PTFE Lined Cap attached, 33 x 68mm. These Clear Graduated Glass Jars (also called Bottle Beakers or Medium Rounds) are excellent for use with biological and pathological specimens, but can also be used for storing industrial laboratory chemicals and reagents. They are designed with a slight shoulder for easy pouring and handling. Graduated in mL and oz. Mix, measure, and store in the same container. Attached 33-400 green Thermoset (phenolic) are known for providing the widest range of chemical compatibility and for being the most temperature tolerant of plastic closures. The color green easily identifies the PTFE liner system. Foam backed PTFE liners resist attack from virtually all chemicals at room temperature and provides resilience for a tight seal with a low moisture transmission rate. F217 has a low density foam core between two solid layers of LDPE. Uses include analytical lab samples, high purity chemicals, strong acids solvents, environmental samples, pharmaceuticals, and diagnostic reagents. Thermoset closures cannot be remelted after they are formed. Common Thermoset cap resins include urea, phenolic, and melamine. Old Part# QP-7981, New Part# QP-GLC-01450. Typically ships from Pennsylvania. Call (888) 322-5722 for availability.Bottle Material: Type 3 Soda Lime Glass | EA | N/A | N/A | 79.0125 | All Commercial Customers | 0% | 5% | 5% | 75.0619 | 75.6291 | 6-11 of Same Item 10% off ¦ 12+ of same Item 15% off | 7 days | Destination | USA
540-3 | Qorpak | GLC-01466 | QP-GLC-01466 | N/A | Graduated Wide Mouth Jar, 1oz, Black Vinyl Lined Cap, case/48 | 1oz (30ml) Clear Graduated Medium Round with 33-400 Vinyl Lined Caps attached, 33 x 68mm. These Clear Graduated Glass Jars (also called Bottle Beakers or Medium Rounds) are excellent for use with biological and pathological specimens, but can also be used for storing industrial laboratory chemicals and reagents. They are designed with a slight shoulder for easy pouring and handling. Graduated in mL and oz. Mix, measure, and store in the same container. Attached 33-400 Black Phenolic Pulp/Vinyl Lined Caps are perfect for general use. The liner is made of a vinyl coating applied to high density polyethylene coated paper and then it is laminated to pulpboard. This general purpose liner is commonly used for food, beverage, medical and chemical applications packed at less than 120&deg; F., including mild acids, alkalis, solvents, alcohols, oils and aqueous products; not recommended for active hydrocarbons or bleaches. Old Part# QP-7781, New Part# QP-GLC-01466. Typically ships from Pennsylvania. Call (888) 322-5722 for availability.Bottle Material: Type 3 Soda Lime Glass | EA | N/A | N/A | 56.7875 | All Commercial Customers | 0% | 5% | 5% | 53.9481 | 54.3558 | 6-11 of Same Item 10% off ¦ 12+ of same Item 15% off | 7 days | Destination | USA
540-3 | Qorpak | GLC-01472 | QP-GLC-01472 | N/A | Graduated Wide Mouth Jar, 2oz, Green PTFE Lined Cap, case/48 | 2oz (60ml) Clear Graduated Medium Round with 38-400 Green Thermoset F217 & PTFE Lined Cap attached, 42 x 83mm. Graduated Bottles, 2 oz (60mL), Green PTFE-Lined Caps. These Clear Graduated Glass Jars (also called Bottle Beakers or Medium Rounds) are excellent for use with biological and pathological specimens, but can also be used for storing industrial laboratory chemicals and reagents. They are designed with a slight shoulder for easy pouring and handling. Graduated in mL and oz. Mix, measure, and store in the same container. Attached 38-400 green Thermoset (phenolic) are known for providing the widest range of chemical compatibility and for being the most temperature tolerant of plastic closures. The color green easily identifies the PTFE liner system. Foam backed PTFE liners resist attack from virtually all chemicals at room temperature and provides resilience for a tight seal with a low moisture transmission rate. F217 has a low density foam core between two solid layers of LDPE. Uses include analytical lab samples, high purity chemicals, strong acids solvents, environmental samples, pharmaceuticals, and diagnostic reagents. Thermoset closures cannot be remelted after they are formed. Common Thermoset cap resins include urea, phenolic, and melamine. Old Part# QP-7982, New Part# QP-GLC-01472. Typically ships from Pennsylvania. Call (888) 322-5722 for availability.Bottle Material: Type 3 Soda Lime Glass | EA | N/A | N/A | 92.9425 | All Commercial Customers | 0% | 5% | 5% | 88.2954 | 88.9626 | 6-11 of Same Item 10% off ¦ 12+ of same Item 15% off | 7 days | Destination | USA
540-3 | Qorpak | GLC-01493 | QP-GLC-01493 | N/A | Graduated Wide Mouth Jar, 2oz, Black Vinyl Lined Cap, case/48 | 2oz (60ml) Clear Graduated Medium Round with 38-400 Pulp-Vinyl Lined Cap attached, 42 x 83mm. These Clear Graduated Glass Jars (also called Bottle Beakers or Medium Rounds) are excellent for use with biological and pathological specimens, but can also be used for storing industrial laboratory chemicals and reagents. They are designed with a slight shoulder for easy pouring and handling. Graduated in mL and oz. Mix, measure, and store in the same container. Attached 38-400 Black Phenolic Pulp/Vinyl Lined Caps are perfect for general use. The liner is made of a vinyl coating applied to high density polyethylene coated paper and then it is laminated to pulpboard. This general purpose liner is commonly used for food, beverage, medical and chemical applications packed at less than 120&deg; F., including mild acids, alkalis, solvents, alcohols, oils and aqueous products; not recommended for active hydrocarbons or bleaches. Old Part# QP-7782, New Part# QP-GLC-01493. Typically ships from Pennsylvania. Call (888) 322-5722 for availability.Bottle Material: Type 3 Soda Lime Glass | EA | N/A | N/A | 65.7825 | All Commercial Customers | 0% | 5% | 5% | 62.4934 | 62.9656 | 6-11 of Same Item 10% off ¦ 12+ of same Item 15% off | 7 days | Destination | USA
540-3 | Qorpak | GLC-01504 | QP-GLC-01504 | N/A | Graduated Wide Mouth Jar, 4oz, Green PTFE Lined Cap, case/24 | 4oz (120ml) Clear Graduated Medium Round with 48-400 Green Thermoset F217 & PTFE Lined Cap attached, 51 x 102mm. Graduated Bottles, 4 oz, Green PTFE-Lined Caps. These Clear Graduated Glass Jars (also called Bottle Beakers or Medium Rounds) are excellent for use with biological and pathological specimens, but can also be used for storing industrial laboratory chemicals and reagents. They are designed with a slight shoulder for easy pouring and handling. Graduated in mL and oz. Mix, measure, and store in the same container. Attached 48-400 green Thermoset (phenolic) are known for providing the widest range of chemical compatibility and for being the most temperature tolerant of plastic closures. The color green easily identifies the PTFE liner system. Foam backed PTFE liners resist attack from virtually all chemicals at room temperature and provides resilience for a tight seal with a low moisture transmission rate. F217 has a low density foam core between two solid layers of LDPE. Uses include analytical lab samples, high purity chemicals, strong acids solvents, environmental samples, pharmaceuticals, and diagnostic reagents. Thermoset closures cannot be remelted after they are formed. Common Thermoset cap resins include urea, phenolic, and melamine. Old Part# QP-7983, New Part# QP-GLC-01504. Typically ships from Pennsylvania. Call (888) 322-5722 for availability.Bottle Material: Type 3 Soda Lime Glass | EA | N/A | N/A | 60.655 | All Commercial Customers | 0% | 5% | 5% | 57.6222 | 58.0577 | 6-11 of Same Item 10% off ¦ 12+ of same Item 15% off | 7 days | Destination | USA
540-3 | Qorpak | GLC-01523 | QP-GLC-01523 | N/A | Graduated Wide Mouth Jar, 4oz, Black Vinyl Lined Cap, case/24 | 4oz (120ml) Clear Graduated Medium Round with 48-400 Pulp-Vinyl Lined Caps attached, 51 x 102mm. Graduated Bottles, 4 oz, Vinyl Lined Caps. These Clear Graduated Glass Jars (also called Bottle Beakers or Medium Rounds) are excellent for use with biological and pathological specimens, but can also be used for storing industrial laboratory chemicals and reagents. They are designed with a slight shoulder for easy pouring and handling. Graduated in mL and oz. Mix, measure, and store in the same container. Attached 48-400 Black Phenolic Pulp/Vinyl Lined Caps are perfect for general use. The liner is made of a vinyl coating applied to high density polyethylene coated paper and then it is laminated to pulpboard. This general purpose liner is commonly used for food, beverage, medical and chemical applications packed at less than 120&deg; F., including mild acids, alkalis, solvents, alcohols, oils and aqueous products; not recommended for active hydrocarbons or bleaches. Old Part# QP-7783, New Part# QP-GLC-01523. Typically ships from Pennsylvania. Call (888) 322-5722 for availability.Bottle Material: Type 3 Soda Lime Glass | EA | N/A | N/A | 39.445 | All Commercial Customers | 0% | 5% | 5% | 37.4727 | 37.7559 | 6-11 of Same Item 10% off ¦ 12+ of same Item 15% off | 7 days | Destination | USA
540-3 | Qorpak | GLC-01552 | QP-GLC-01552 | N/A | Graduated Wide Mouth Jar, 8oz, Black Vinyl Lined Cap, case/24 | 8oz (240ml) Clear Graduated Medium Round with 58-400 Black Phenolic Pulp/Vinyl Lined Cap attached, 62 x 127mm. Graduated Bottles, 8 oz (240mL), Vinyl Lined Caps. These Clear Graduated Glass Jars (also called Bottle Beakers or Medium Rounds) are excellent for use with biological and pathological specimens, but can also be used for storing industrial laboratory chemicals and reagents. They are designed with a slight shoulder for easy pouring and handling. Graduated in mL and oz. Mix, measure, and store in the same container. Attached 58-400 Black Phenolic Pulp/Vinyl Lined Caps are perfect for general use. The liner is made of a vinyl coating applied to high density polyethylene coated paper and then it is laminated to pulpboard. This general purpose liner is commonly used for food, beverage, medical and chemical applications packed at less than 120&deg; F., including mild acids, alkalis, solvents, alcohols, oils and aqueous products; not recommended for active hydrocarbons or bleaches. Old Part# QP-7784, New Part# QP-GLC-01552. Typically ships from Pennsylvania. Call (888) 322-5722 for availability.Bottle Material: Type 3 Soda Lime Glass | EA | N/A | N/A | 49.84 | All Commercial Customers | 0% | 5% | 5% | 47.348 | 47.7058 | 6-11 of Same Item 10% off ¦ 12+ of same Item 15% off | 7 days | Destination | USA
540-3 | Qorpak | GLC-01560 | QP-GLC-01560 | N/A | Graduated Wide Mouth Jar, 16oz, Green PTFE Lined Cap, case/24 | 16oz (480ml) Clear Graduated Medium Round with 70-400 Green Thermoset F217 & PTFE Lined Cap attached, 76 x 145mm. Graduated Bottles, 16 oz (480mL), Green PTFE-Lined Caps. These Clear Graduated Glass Jars (also called Bottle Beakers or Medium Rounds) are excellent for use with biological and pathological specimens, but can also be used for storing industrial laboratory chemicals and reagents. They are designed with a slight shoulder for easy pouring and handling. Graduated in mL and oz. Mix, measure, and store in the same container. Attached 70-400 green Thermoset (phenolic) are known for providing the widest range of chemical compatibility and for being the most temperature tolerant of plastic closures. The color green easily identifies the PTFE liner system. Foam backed PTFE liners resist attack from virtually all chemicals at room temperature and provides resilience for a tight seal with a low moisture transmission rate. F217 has a low density foam core between two solid layers of LDPE. Uses include analytical lab samples, high purity chemicals, strong acids solvents, environmental samples, pharmaceuticals, and diagnostic reagents. Thermoset closures cannot be remelted after they are formed. Common Thermoset cap resins include urea, phenolic, and melamine. Old Part# QP-7985, New Part# QP-GLC-01560. Typically ships from Pennsylvania. Call (888) 322-5722 for availability.Bottle Material: Type 3 Soda Lime Glass | EA | N/A | N/A | 107.0825 | All Commercial Customers | 0% | 5% | 5% | 101.7284 | 102.4971 | 6-11 of Same Item 10% off ¦ 12+ of same Item 15% off | 7 days | Destination | USA
540-3 | Qorpak | GLC-01575 | QP-GLC-01575 | N/A | Graduated Wide Mouth Jar, 16oz, Black Vinyl Lined Cap, case/24 | 16oz (480ml) Clear Graduated Medium Round with 70-400 Black Pulp-Vinyl Lined Cap attached, 76 x 145mm. These Clear Bottle Beakers are excellent for use with biological and pathological specimens, but can also be used for storing industrial laboratory chemicals and reagents. They are designed with a slight shoulder for easy pouring and handling. Graduated in ml and ounces. Mix, measure, and store in the same container. Attached 70-400 Black Phenolic caps with pulp and vinyl liners are perfect for general use. The liner is made of a vinyl coating applied to high density polyethylene coated paper and then it is laminated to pulpboard. This general purpose liner is commonly used for food, beverage, medical and chemical applications packed at less than 120 degrees Fahrenheit. Old Part# QP-7785, New Part# QP-GLC-01575. Typically ships from Pennsylvania. Call (888) 322-5722 for availability.Bottle Material: Type 3 Soda Lime Glass | EA | N/A | N/A | 63.28 | All Commercial Customers | 0% | 5% | 5% | 60.116 | 60.5703 | 6-11 of Same Item 10% off ¦ 12+ of same Item 15% off | 7 days | Destination | USA
540-3 | Qorpak | GLC-01586 | QP-GLC-01586 | N/A | Clear Glass Jar, 1oz, Green PTFE Lined Cap, case/48 | Straight Sided Round Jar, 1oz (30ml) Clear with 43-400 Green Thermoset F217 & PTFE Lined Cap attached, 43 x 43mm. Clear / Flint Straight Sided Round Jars are designed without shoulders for maximum storage capacity and content visibility.Attached 43-400 green Thermoset (Phenolic) are known for providing the widest range of chemical compatibility and for being the most temperature tolerant of plastic closures. The color green easily identifies the PTFE liner system. Foam backed PTFE liners resist attack from virtually all chemicals at room temperature and provides resilience for a tight seal with a low moisture transmission rate. F217 has a low density foam core between two solid layers of LDPE. Uses include analytical lab samples, high purity chemicals, strong acids solvents, environmental samples, pharmaceuticals, and diagnostic reagents. Thermoset closures cannot be remelted after they are formed. Common Thermoset cap resins include urea, phenolic, and melamine. Old Part# QP-7939, New Part# QP-GLC-01586. Typically ships from Pennsylvania. Call (888) 322-5722 for availability.Bottle Material: Type 3 Soda Lime Glass | EA | N/A | N/A | 93.905 | All Commercial Customers | 0% | 5% | 5% | 89.2097 | 89.8839 | 6-11 of Same Item 10% off ¦ 12+ of same Item 15% off | 7 days | Destination | USA
540-3 | Qorpak | GLC-01592 | QP-GLC-01592 | N/A | Clear Glass Jar, 1oz, Solid PE Lined Cap, case/48 | Straight Sided Round Jar, 1oz (30ml) Clear with 43-400 Black Phenolic Solid PE Lined Cap attached, 43 x 43mm. Clear / Flint Straight Sided Round Jars are designed without shoulders for maximum storage capacity and content visibility.Attached 43-400 black Thermoset (Phenolic) caps with solid PE liners offer good chemical resistance and low moisture vapor transmission rate. They are great for nail polish remover and higher concentration acids & alkalis. Good for non-oil products filled at room temperature. Because this lining system is paperless, your samples will not be contaminated with fiber or paper particles from the closure. Typically ships from Pennsylvania. Call (888) 322-5722 for availability.Bottle Material: Type 3 Soda Lime Glass | EA | N/A | N/A | 64.2425 | All Commercial Customers | 0% | 5% | 5% | 61.0304 | 61.4916 | 6-11 of Same Item 10% off ¦ 12+ of same Item 15% off | 7 days | Destination | USA
540-3 | Qorpak | GLC-01594 | QP-GLC-01594 | N/A | Clear Glass Jar, 1oz, Black Tin Foil Lined Cap, case/48 | Straight Sided Round Jar, 1oz (30ml) Clear with 43-400 Black Phenolic Pulp/Tin Foil Lined Cap attached, 43 x 43mm. Clear / Flint Straight Sided Round Jars are designed without shoulders for maximum storage capacity and content visibility. Attached 43-400 black Thermoset (Phenolic) caps with tin foil liners offer good chemical resistance and are typically used with solids and powders. Good resistance to hydro-carbons, alcohols, ketones and oils. Not recommended for acids and alkalis. Typically ships from Pennsylvania. Call (888) 322-5722 for availability.Bottle Material: Type 3 Soda Lime Glass | EA | N/A | N/A | 72.555 | All Commercial Customers | 0% | 5% | 5% | 68.9273 | 69.4481 | 6-11 of Same Item 10% off ¦ 12+ of same Item 15% off | 7 days | Destination | USA
540-3 | Qorpak | GLC-01596 | QP-GLC-01596 | N/A | Clear Glass Jar, 1oz, Black Vinyl Lined Cap, case/48 | Straight Sided Round Jar, 1oz (30ml) Clear with 43-400 Black Phenolic Pulp/Vinyl Lined Cap attached, 43 x 43mm. Clear / Flint Straight Sided Round Jars are designed without shoulders for maximum storage capacity and content visibility. Attached black Phenolic (Thermoset) caps with pulp/vinyl liners are perfect for general use. The liner is made of a vinyl coating applied to high density polyethylene coated paper and then it is laminated to pulpboard. This general purpose liner is commonly used for food, beverage, medical and chemical applications packed at less than 120&deg; F., including mild acids, alkalis, solvents, alcohols, oils and aqueous products; not recommended for active hydrocarbons or bleaches. Old Part# QP-7739, New Part# QP-GLC-01596. Typically ships from Pennsylvania. Call (888) 322-5722 for availability.Bottle Material: Type 3 Soda Lime Glass | EA | N/A | N/A | 60.41 | All Commercial Customers | 0% | 5% | 5% | 57.3895 | 57.8232 | 6-11 of Same Item 10% off ¦ 12+ of same Item 15% off | 7 days | Destination | USA
540-3 | Qorpak | GLC-01599 | QP-GLC-01599 | N/A | Clear Glass Jar, 1oz, White PE Foam Lined Cap, case/48 | Straight Sided Round Jar, 1oz (30ml) Clear with 43-400 White PP SturdeeSeal&reg; PE Foam Lined Cap attached, 43 x 43mm. Clear / Flint Straight Sided Round Jars are designed without shoulders for maximum storage capacity and content visibility. Attached PP SturdeeSeal&reg; PE Foam Lined Caps are known for good impact strength, cost effectiveness, and pliability. These polypropylene closures with foamed polyethylene liners have excellent sealing characteristics and offer good chemical resistance including acids, alcohols, alkalis, aqueous products, cosmetics, household oils and solvents. Typically ships from Pennsylvania. Call (888) 322-5722 for availability.Bottle Material: Type 3 Soda Lime Glass | EA | N/A | N/A | 55.265 | All Commercial Customers | 0% | 5% | 5% | 52.5018 | 52.8985 | 6-11 of Same Item 10% off ¦ 12+ of same Item 15% off | 7 days | Destination | USA
540-3 | Qorpak | GLC-01611 | QP-GLC-01611 | N/A | Clear Glass Jar, 2oz, Green PTFE Lined Cap, case/24 | Straight Sided Round Jar, 2oz (60ml) Clear with 53-400 Green Thermoset F217 & PTFE Lined Cap attached, 55 x 49mm. Clear / Flint Straight Sided Round Jars are designed without shoulders for maximum storage capacity and content visibility. Attached green Thermoset (Phenolic) are known for providing the widest range of chemical compatibility and for being the most temperature tolerant of plastic closures. The color green easily identifies the PTFE liner system. Foam backed PTFE liners resist attack from virtually all chemicals at room temperature and provides resilience for a tight seal with a low moisture transmission rate. F217 has a low density foam core between two solid layers of LDPE. Uses include analytical lab samples, high purity chemicals, strong acids solvents, environmental samples, pharmaceuticals, and diagnostic reagents. Thermoset closures cannot be remelted after they are formed. Common Thermoset cap resins include urea, phenolic, and melamine. Old Part# QP-7940, New Part# QP-GLC-01611. Typically ships from Pennsylvania. Call (888) 322-5722 for availability.Bottle Material: Type 3 Soda Lime Glass | EA | N/A | N/A | 61.04 | All Commercial Customers | 0% | 5% | 5% | 57.988 | 58.4262 | 6-11 of Same Item 10% off ¦ 12+ of same Item 15% off | 7 days | Destination | USA
540-3 | Qorpak | GLC-01620 | QP-GLC-01620 | N/A | Clear Glass Jar, 2oz, Black Solid PE Lined Cap, case/24 | Straight Sided Round Jar, 2oz (60ml) Clear with 53-400 Black Phenolic Solid PE Lined Cap attached, 55 x 49mm. Clear / Flint Straight Sided Round Jars are designed without shoulders for maximum storage capacity and content visibility. Attached black Thermoset (Phenolic) caps with solid PE liners offer good chemical resistance and low moisture vapor transmission rate. They are great for nail polish remover and higher concentration acids & alkalis. Good for non-oil products filled at room temperature. Because this lining system is paperless, your samples will not be contaminated with fiber or paper particles from the closure. Typically ships from Pennsylvania. Call (888) 322-5722 for availability.Bottle Material: Type 3 Soda Lime Glass | EA | N/A | N/A | 37.66 | All Commercial Customers | 0% | 5% | 5% | 35.777 | 36.0474 | 6-11 of Same Item 10% off ¦ 12+ of same Item 15% off | 7 days | Destination | USA
540-3 | Qorpak | GLC-01622 | QP-GLC-01622 | N/A | Clear Glass Jar, 2oz, Black Tin Foil Lined Cap, case/24 | Straight Sided Round Jar, 2oz (60ml) Clear with 53-400 Black Phenolic Pulp/Tin Foil Lined Cap attached, 55 x 49mm. Clear / Flint Straight Sided Round Jars are designed without shoulders for maximum storage capacity and content visibility. Attached black Thermoset (Phenolic) caps with tin foil liners offer good chemical resistance and are typically used with solids and powders. Good resistance to hydro-carbons, alcohols, ketones and oils. Not recommended for acids and alkalis. Typically ships from Pennsylvania. Call (888) 322-5722 for availability.Bottle Material: Type 3 Soda Lime Glass | EA | N/A | N/A | 42.0525 | All Commercial Customers | 0% | 5% | 5% | 39.9499 | 40.2518 | 6-11 of Same Item 10% off ¦ 12+ of same Item 15% off | 7 days | Destination | USA
540-3 | Qorpak | GLC-01624 | QP-GLC-01624 | N/A | Clear Glass Jar, 2oz, Black Vinyl Lined Cap, case/24 | Straight Sided Round Jar, 2oz (60ml) Clear with 53-400 Black Phenolic Pulp/Vinyl Lined Cap attached, 55 x 49mm. Clear / Flint Straight Sided Round Jars are designed without shoulders for maximum storage capacity and content visibility. Attached black Phenolic (Thermoset) caps with pulp/vinyl liners are perfect for general use. The liner is made of a vinyl coating applied to high density polyethylene coated paper and then it is laminated to pulpboard. This general purpose liner is commonly used for food, beverage, medical and chemical applications packed at less than 120&deg; F., including mild acids, alkalis, solvents, alcohols, oils and aqueous products; not recommended for active hydrocarbons or bleaches. Old Part# QP-7740, New Part# QP-GLC-01624. Typically ships from Pennsylvania. Call (888) 322-5722 for availability.Bottle Material: Type 3 Soda Lime Glass | EA | N/A | N/A | 35.21 | All Commercial Customers | 0% | 5% | 5% | 33.4495 | 33.7023 | 6-11 of Same Item 10% off ¦ 12+ of same Item 15% off | 7 days | Destination | USA
540-3 | Qorpak | GLC-01634 | QP-GLC-01634 | N/A | Clear Glass Jar, 4oz, Green PTFE Lined Cap, case/24 | Straight Sided Round Jar, 4oz (120ml) Clear with 58-400 Green Thermoset F217 & PTFE Lined Cap attached, 60 x 69mm. Clear / Flint Straight Sided Round Jars are designed without shoulders for maximum storage capacity and content visibility. Attached green Thermoset (Phenolic) are known for providing the widest range of chemical compatibility and for being the most temperature tolerant of plastic closures. The color green easily identifies the PTFE liner system. Foam backed PTFE liners resist attack from virtually all chemicals at room temperature and provides resilience for a tight seal with a low moisture transmission rate. F217 has a low density foam core between two solid layers of LDPE. Uses include analytical lab samples, high purity chemicals, strong acids solvents, environmental samples, pharmaceuticals, and diagnostic reagents. Thermoset closures cannot be remelted after they are formed. Common Thermoset cap resins include urea, phenolic, and melamine. Old Part# QP-7943, New Part# QP-GLC-01634. Typically ships from Pennsylvania. Call (888) 322-5722 for availability.Bottle Material: Type 3 Soda Lime Glass | EA | N/A | N/A | 67.585 | All Commercial Customers | 0% | 5% | 5% | 64.2057 | 64.6909 | 6-11 of Same Item 10% off ¦ 12+ of same Item 15% off | 7 days | Destination | USA
540-3 | Qorpak | GLC-01640 | QP-GLC-01640 | N/A | Clear Glass Jar, 4oz, White Metal Plastisol Lined Cap, case/24 | Straight Sided Round Jar, 4oz (120ml) Clear with 58-400 White Metal Plastisol Lined Cap attached, 60 x 69mm. Clear / Flint Straight Sided Round Jars are designed without shoulders for maximum storage capacity and content visibility. Attached metal caps with a Plastisol liner offer excellent resistance to mild acids as in food products. Permits hot fill" operations to effectively produce a vacuum seal. Old Part# QP-2S04QMPC, New Part# QP-GLC-01640. Typically ships from Pennsylvania. Call (888) 322-5722 for availability.Bottle Material: Type 3 Soda Lime Glass | EA | N/A | N/A | 37.52 | All Commercial Customers | 0% | 5% | 5% | 35.644 | 35.9134 | 6-11 of Same Item 10% off ¦ 12+ of same Item 15% off | 7 days | Destination | USA
540-3 | Qorpak | GLC-01642 | QP-GLC-01642 | N/A | Clear Glass Jar, Black Solid PE Lined Cap, 4oz, case/24 | Straight Sided Round Jar, 4oz (120ml) Clear with 58-400 Black Phenolic Solid PE Lined Cap attached, 60 x 69mm. Clear / Flint Straight Sided Round Jars are designed without shoulders for maximum storage capacity and content visibility. Attached black Thermoset (Phenolic) caps with solid PE liners offer good chemical resistance and low moisture vapor transmission rate. They are great for nail polish remover and higher concentration acids & alkalis. Good for non-oil products filled at room temperature. Because this lining system is paperless, your samples will not be contaminated with fiber or paper particles from the closure. Typically ships from Pennsylvania. Call (888) 322-5722 for availability.Bottle Material: Type 3 Soda Lime Glass | EA | N/A | N/A | 41.125 | All Commercial Customers | 0% | 5% | 5% | 39.0688 | 39.364 | 6-11 of Same Item 10% off ¦ 12+ of same Item 15% off | 7 days | Destination | USA
540-3 | Qorpak | GLC-01643 | QP-GLC-01643 | N/A | Clear Glass Jar, 4oz, Black Tin Foil Lined Cap, case/24 | Straight Sided Round Jar, 4oz (120ml) Clear with 58-400 Black Phenolic Pulp/Tin Foil Lined Cap attached, 60 x 69mm. Clear / Flint Straight Sided Round Jars are designed without shoulders for maximum storage capacity and content visibility. Attached black Thermoset (Phenolic) caps with tin foil liners offer good chemical resistance and are typically used with solids and powders. Good resistance to hydro-carbons, alcohols, ketones and oils. Not recommended for acids and alkalis. Typically ships from Pennsylvania. Call (888) 322-5722 for availability. Bottle Material: Type 3 Soda Lime Glass | EA | N/A | N/A | 46.3225 | All Commercial Customers | 0% | 5% | 5% | 44.0064 | 44.3389 | 6-11 of Same Item 10% off ¦ 12+ of same Item 15% off | 7 days | Destination | USA
540-3 | Qorpak | GLC-01645 | QP-GLC-01645 | N/A | Clear Glass Jar, 4oz, Black Vinyl Lined Cap, case/24 | Straight Sided Round Jar, 4oz (120ml) Clear with 58-400 Black Phenolic Pulp/Vinyl Lined Cap attached, 60 x 69mm. Clear / Flint Straight Sided Round Jars are designed without shoulders for maximum storage capacity and content visibility. Attached black Phenolic (Thermoset) caps with pulp/vinyl liners are perfect for general use. The liner is made of a vinyl coating applied to high density polyethylene coated paper and then it is laminated to pulpboard. This general purpose liner is commonly used for food, beverage, medical and chemical applications packed at less than 120&deg; F., including mild acids, alkalis, solvents, alcohols, oils and aqueous products; not recommended for active hydrocarbons or bleaches. Old Part# QP-7743, New Part# QP-GLC-01645. Typically ships from Pennsylvania. Call (888) 322-5722 for availability.Bottle Material: Type 3 Soda Lime Glass | EA | N/A | N/A | 37.765 | All Commercial Customers | 0% | 5% | 5% | 35.8768 | 36.1479 | 6-11 of Same Item 10% off ¦ 12+ of same Item 15% off | 7 days | Destination | USA
540-3 | Qorpak | GLC-01652 | QP-GLC-01652 | N/A | Clear Glass Jar, Black Solid PE Lined Cap, 6oz, case/24 | Straight Sided Round Jar, 6oz (180ml) Clear with 63-400 Black Phenolic Solid PE Lined Cap attached,65 x 79mm. Clear / Flint Straight Sided Round Jars are designed without shoulders for maximum storage capacity and content visibility. Attached black Thermoset (Phenolic) caps with solid PE liners offer good chemical resistance and low moisture vapor transmission rate. They are great for nail polish remover and higher concentration acids & alkalis. Good for non-oil products filled at room temperature. Because this lining system is paperless, your samples will not be contaminated with fiber or paper particles from the closure. Old Part# QP-2S06BPEC, New Part# QP-GLC-01652. Typically ships from Pennsylvania. Call (888) 322-5722 for availability.Bottle Material: Type 3 Soda Lime Glass | EA | N/A | N/A | 49.5425 | All Commercial Customers | 0% | 5% | 5% | 47.0654 | 47.421 | 6-11 of Same Item 10% off ¦ 12+ of same Item 15% off | 7 days | Destination | USA
540-3 | Qorpak | GLC-01658 | QP-GLC-01658 | N/A | Clear Tall Straight Sided Jar, 8oz, Green PTFE Lined Cap, case/24 | Tall Straight Sided Jar, 8oz (240ml) Clear with 58-400 Green Thermoset F217 & PTFE Lined Cap attached., 57 x 137mm. Clear / Flint Tall Straight Sided Round Jars are ideal for sampling and are designed without shoulders to provide maximum storage and visibility. Attached green Thermoset (phenolic) are known for providing the widest range of chemical compatibility and for being the most temperature tolerant of plastic closures. The color green easily identifies the PTFE liner system. Foam backed PTFE liners resist attack from virtually all chemicals at room temperature and provides resilience for a tight seal with a low moisture transmission rate. F217 has a low density foam core between two solid layers of LDPE. Uses include analytical lab samples, high purity chemicals, strong acids solvents, environmental samples, pharmaceuticals, and diagnostic reagents. Thermoset closures cannot be remelted after they are formed. Common Thermoset cap resins include urea, phenolic, and melamine. Typically ships from Pennsylvania. Call (888) 322-5722 for availability.Bottle Material: Type 3 Soda Lime Glass | EA | N/A | N/A | 72.0125 | All Commercial Customers | 0% | 5% | 5% | 68.4119 | 68.9288 | 6-11 of Same Item 10% off ¦ 12+ of same Item 15% off | 7 days | Destination | USA
540-3 | Qorpak | GLC-01662 | QP-GLC-01662 | N/A | Clear Tall Straight Sided Jar, 8oz, Black Vinyl Lined Cap, case/24 | Tall Straight Sided Jar, 8oz (240ml) Clear with 58-400 Black Phenolic Pulp/Vinyl Lined Cap attached, 57 x 137mm. Clear / Flint Tall Straight Sided Round Jars are ideal for sampling and are designed without shoulders to provide maximum storage and visibility. Attached black phenolic (Thermoset) caps with pulp/vinyl liners are perfect for general use. The liner is made of a vinyl coating applied to high density polyethylene coated paper and then it is laminated to pulpboard. This general purpose liner is commonly used for food, beverage, medical and chemical applications packed at less than 120&deg; F., including mild acids, alkalis, solvents, alcohols, oils and aqueous products; not recommended for active hydrocarbons or bleaches. Old Part# QP-7578, New Part# QP-GLC-01662. Typically ships from Pennsylvania. Call (888) 322-5722 for availability.Bottle Material: Type 3 Soda Lime Glass | EA | N/A | N/A | 46.9525 | All Commercial Customers | 0% | 5% | 5% | 44.6049 | 44.9419 | 6-11 of Same Item 10% off ¦ 12+ of same Item 15% off | 7 days | Destination | USA
540-3 | Qorpak | GLC-01668 | QP-GLC-01668 | N/A | Clear Glass Jar, 8oz, Black Linerless Cap, case/24 | Straight Sided Round Jar, 8oz (240ml) Clear with 70-400 Black PP Unlined Cap attached, 73 x 89mm. Clear / Flint Straight Sided Round Jars are designed without shoulders for maximum storage capacity and content visibility. Attached unlined black polypropylene caps are known for good impact strength, cost effectiveness, and pliability. These caps are autoclavable & are suitable for many dry products. Old Part# QP-2S08QEUC, New Part# QP-GLC-01668. Typically ships from Pennsylvania. Call (888) 322-5722 for availability.Bottle Material: Type 3 Soda Lime Glass | EA | N/A | N/A | 41.5975 | All Commercial Customers | 0% | 5% | 5% | 39.5176 | 39.8162 | 6-11 of Same Item 10% off ¦ 12+ of same Item 15% off | 7 days | Destination | USA
540-3 | Qorpak | GLC-01672 | QP-GLC-01672 | N/A | Clear Glass Jar, 8oz, Green PTFE Lined Cap, case/24 | Straight Sided Round Jar, 8oz (240ml) Clear with 70-400 Green Thermoset F217 & PTFE Lined Cap attached, 73 x 89mm. Clear / Flint Straight Sided Round Jars are designed without shoulders for maximum storage capacity and content visibility. Attached green Thermoset (Phenolic) are known for providing the widest range of chemical compatibility and for being the most temperature tolerant of plastic closures. The color green easily identifies the PTFE liner system. Foam backed PTFE liners resist attack from virtually all chemicals at room temperature and provides resilience for a tight seal with a low moisture transmission rate. F217 has a low density foam core between two solid layers of LDPE. Uses include analytical lab samples, high purity chemicals, strong acids solvents, environmental samples, pharmaceuticals, and diagnostic reagents. Thermoset closures cannot be remelted after they are formed. Common Thermoset cap resins include urea, phenolic, and melamine. Old Part# QP-7946, New Part# QP-GLC-01672. Typically ships from Pennsylvania. Call (888) 322-5722 for availability.Bottle Material: Type 3 Soda Lime Glass | EA | N/A | N/A | 95.795 | All Commercial Customers | 0% | 5% | 5% | 91.0053 | 91.6929 | 6-11 of Same Item 10% off ¦ 12+ of same Item 15% off | 7 days | Destination | USA
540-3 | Qorpak | GLC-01677 | QP-GLC-01677 | N/A | Clear Glass Jar, 8oz, Black Solid PE Lined Cap, case/24 | Straight Sided Round Jar, 8oz (240ml) Clear with 70-400 Black Phenolic Solid PE Lined Cap attached, 73 x 89mm. Clear / Flint Straight Sided Round Jars are designed without shoulders for maximum storage capacity and content visibility. Attached black Thermoset (Phenolic) caps with solid PE liners offer good chemical resistance and low moisture vapor transmission rate. They are great for nail polish remover and higher concentration acids & alkalis. Good for non-oil products filled at room temperature. Because this lining system is paperless, your samples will not be contaminated with fiber or paper particles from the closure. Typically ships from Pennsylvania. Call (888) 322-5722 for availability.Bottle Material: Type 3 Soda Lime Glass | EA | N/A | N/A | 58.555 | All Commercial Customers | 0% | 5% | 5% | 55.6272 | 56.0476 | 6-11 of Same Item 10% off ¦ 12+ of same Item 15% off | 7 days | Destination | USA
540-3 | Qorpak | GLC-01678 | QP-GLC-01678 | N/A | Clear Glass Jar, 8oz, Black Tin Foil Lined Cap, case/24 | Straight Sided Round Jar, 8oz (240ml) Clear with 70-400 Black Phenolic Pulp/Tin Foil Lined Cap attached, 73 x 89mm. Clear / Flint Straight Sided Round Jars are designed without shoulders for maximum storage capacity and content visibility. Attached black Thermoset (Phenolic) caps with tin foil liners offer good chemical resistance and are typically used with solids and powders. Good resistance to hydro-carbons, alcohols, ketones and oils. Not recommended for acids and alkalis. Typically ships from Pennsylvania. Call (888) 322-5722 for availability.Bottle Material: Type 3 Soda Lime Glass | EA | N/A | N/A | 65.345 | All Commercial Customers | 0% | 5% | 5% | 62.0778 | 62.5469 | 6-11 of Same Item 10% off ¦ 12+ of same Item 15% off | 7 days | Destination | USA
540-3 | Qorpak | GLC-01681 | QP-GLC-01681 | N/A | Clear Glass Jars, 8oz, Black Vinyl Lined Cap, case/24 | Straight Sided Round Jar, 8oz (240ml) Clear with 70-400 Black Phenolic Pulp/Vinyl Lined Cap attached, 73 x 89mm. Clear / Flint Straight Sided Round Jars are designed without shoulders for maximum storage capacity and content visibility. Attached black Phenolic (Thermoset) caps with pulp/vinyl liners are perfect for general use. The liner is made of a vinyl coating applied to high density polyethylene coated paper and then it is laminated to pulpboard. This general purpose liner is commonly used for food, beverage, medical and chemical applications packed at less than 120&deg; F., including mild acids, alkalis, solvents, alcohols, oils and aqueous products; not recommended for active hydrocarbons or bleaches. Old Part# QP-7746, New Part# QP-GLC-01681. Typically ships from Pennsylvania. Call (888) 322-5722 for availability.Bottle Material: Type 3 Soda Lime Glass | EA | N/A | N/A | 53.6375 | All Commercial Customers | 0% | 5% | 5% | 50.9556 | 51.3407 | 6-11 of Same Item 10% off ¦ 12+ of same Item 15% off | 7 days | Destination | USA
540-3 | Qorpak | GLC-01683 | QP-GLC-01683 | N/A | Clear Glass Jars, 8oz, White PP Linerless Cap, case/24 | Straight Sided Round Jar, 8oz (240ml) Clear with 70-400 White PP Unlined Cap attached, 73 x 89mm. Clear / Flint Straight Sided Round Jars are designed without shoulders for maximum storage capacity and content visibility. Attached unlined white polypropylene caps are known for good impact strength, cost effectiveness, and pliability. These caps are autoclavable & are suitable for many dry products. Typically ships from Pennsylvania. Call (888) 322-5722 for availability.Bottle Material: Type 3 Soda Lime Glass | EA | N/A | N/A | 43.33 | All Commercial Customers | 0% | 5% | 5% | 41.1635 | 41.4746 | 6-11 of Same Item 10% off ¦ 12+ of same Item 15% off | 7 days | Destination | USA
540-3 | Qorpak | GLC-01689 | QP-GLC-01689 | N/A | Clear Glass Jars, 16oz, Black PP Linerless Cap, case/12 | Straight Sided Round Jar, 16oz (480ml) Clear with 89-400 Black PP Unlined Cap attached, 91 x 96mm. Clear / Flint Straight Sided Round Jars are designed without shoulders for maximum storage capacity and content visibility. Attached unlined black polypropylene caps are known for good impact strength, cost effectiveness, and pliability. These caps are autoclavable & are suitable for many dry products. Old Part# QP-2S16QEUC, New Part# QP-GLC-01689. Typically ships from Pennsylvania. Call (888) 322-5722 for availability.Bottle Material: Type 3 Soda Lime Glass | EA | N/A | N/A | 28.5425 | All Commercial Customers | 0% | 5% | 5% | 27.1154 | 27.3203 | 6-11 of Same Item 10% off ¦ 12+ of same Item 15% off | 7 days | Destination | USA
540-3 | Qorpak | GLC-01692 | QP-GLC-01692 | N/A | Clear Glass Jars, 16oz, Green PTFE Lined Cap, case/12 | Straight Sided Round Jar, 16oz (480ml) Clear with 89-400 Green Thermoset F217 & PTFE Lined Cap attached, 91 x 96mm. Clear / Flint Straight Sided Round Jars are designed without shoulders for maximum storage capacity and content visibility. Attached green Thermoset (Phenolic) are known for providing the widest range of chemical compatibility and for being the most temperature tolerant of plastic closures. The color green easily identifies the PTFE liner system. Foam backed PTFE liners resist attack from virtually all chemicals at room temperature and provides resilience for a tight seal with a low moisture transmission rate. F217 has a low density foam core between two solid layers of LDPE. Uses include analytical lab samples, high purity chemicals, strong acids solvents, environmental samples, pharmaceuticals, and diagnostic reagents. Thermoset closures cannot be remelted after they are formed. Common Thermoset cap resins include urea, phenolic, and melamine. Old Part# QP-7947, New Part# QP-GLC-01692. Typically ships from Pennsylvania. Call (888) 322-5722 for availability.Bottle Material: Type 3 Soda Lime Glass | EA | N/A | N/A | 74.3575 | All Commercial Customers | 0% | 5% | 5% | 70.6396 | 71.1734 | 6-11 of Same Item 10% off ¦ 12+ of same Item 15% off | 7 days | Destination | USA
540-3 | Qorpak | GLC-01700 | QP-GLC-01700 | N/A | Clear Glass Jars, 16oz, Black Solid PE Lined Cap, case/12 | Straight Sided Round Jar, 16oz (480ml) Clear with 89-400 Black Phenolic Solid PE Lined Cap attached, 91 x 96mm. Clear / Flint Straight Sided Round Jars are designed without shoulders for maximum storage capacity and content visibility. Attached black Thermoset (Phenolic) caps with solid PE liners offer good chemical resistance and low moisture vapor transmission rate. They are great for nail polish remover and higher concentration acids & alkalis. Good for non-oil products filled at room temperature. Because this lining system is paperless, your samples will not be contaminated with fiber or paper particles from the closure. Typically ships from Pennsylvania. Call (888) 322-5722 for availability.Bottle Material: Type 3 Soda Lime Glass | EA | N/A | N/A | 40.74 | All Commercial Customers | 0% | 5% | 5% | 38.703 | 38.9955 | 6-11 of Same Item 10% off ¦ 12+ of same Item 15% off | 7 days | Destination | USA
540-3 | Qorpak | GLC-01702 | QP-GLC-01702 | N/A | Clear Glass Jars, 16oz, Black Tin Foil Lined Cap, case/12 | Straight Sided Round Jar, 16oz (480ml) Clear with 89-400 Black Phenolic Pulp/Tin Foil Lined Cap attached, 91 x 96mm. Clear / Flint Straight Sided Round Jars are designed without shoulders for maximum storage capacity and content visibility. Attached black Thermoset (Phenolic) caps with tin foil liners offer good chemical resistance and are typically used with solids and powders. Good resistance to hydro-carbons, alcohols, ketones and oils. Not recommended for acids and alkalis. Typically ships from Pennsylvania. Call (888) 322-5722 for availability.Bottle Material: Type 3 Soda Lime Glass | EA | N/A | N/A | 45.4475 | All Commercial Customers | 0% | 5% | 5% | 43.1751 | 43.5014 | 6-11 of Same Item 10% off ¦ 12+ of same Item 15% off | 7 days | Destination | USA
540-3 | Qorpak | GLC-01705 | QP-GLC-01705 | N/A | Clear Glass Jars, 16oz, Black Vinyl Lined Cap, case/12 | Straight Sided Round Jar, 16oz (480ml) Clear with 89-400 Black Phenolic Pulp/Vinyl Lined Cap attached, 91 x 96mm. Clear / Flint Straight Sided Round Jars are designed without shoulders for maximum storage capacity and content visibility. Attached black Phenolic (Thermoset) caps with pulp/vinyl liners are perfect for general use. The liner is made of a vinyl coating applied to high density polyethylene coated paper and then it is laminated to pulpboard. This general purpose liner is commonly used for food, beverage, medical and chemical applications packed at less than 120&deg; F., including mild acids, alkalis, solvents, alcohols, oils and aqueous products; not recommended for active hydrocarbons or bleaches. Old Part# QP-7747, New Part# QP-GLC-01705. Typically ships from Pennsylvania. Call (888) 322-5722 for availability.Bottle Material: Type 3 Soda Lime Glass | EA | N/A | N/A | 35.105 | All Commercial Customers | 0% | 5% | 5% | 33.3498 | 33.6018 | 6-11 of Same Item 10% off ¦ 12+ of same Item 15% off | 7 days | Destination | USA
540-3 | Qorpak | GLC-01707 | QP-GLC-01707 | N/A | Clear Glass Jars, 16oz, White Linerless Cap, case/12 | Straight Sided Round Jar, 16oz (480ml) Clear with 89-400 White PP Unlined Cap attached, 91 x 96mm. Clear / Flint Straight Sided Round Jars are designed without shoulders for maximum storage capacity and content visibility. Attached unlined white polypropylene caps are known for good impact strength, cost effectiveness, and pliability. These caps are autoclavable & are suitable for many dry products. Typically ships from Pennsylvania. Call (888) 322-5722 for availability.Bottle Material: Type 3 Soda Lime Glass | EA | N/A | N/A | 28.7175 | All Commercial Customers | 0% | 5% | 5% | 27.2816 | 27.4878 | 6-11 of Same Item 10% off ¦ 12+ of same Item 15% off | 7 days | Destination | USA
540-3 | Qorpak | GLC-01714 | QP-GLC-01714 | N/A | Clear Tall Glass Jars, 16oz, Black Vinyl Lined Cap, case/12 | Tall Straight Sided Jar, 16oz (480ml) Clear with 63-400 Black Phenolic Pulp/Vinyl Lined Cap attached, 69 x 169mm. Clear / Flint Tall Straight Sided Round Jars are ideal for sampling and are designed without shoulders to provide maximum storage and visibility. Attached black phenolic (Thermoset) caps with pulp/vinyl liners are perfect for general use. The liner is made of a vinyl coating applied to high density polyethylene coated paper and then it is laminated to pulpboard. This general purpose liner is commonly used for food, beverage, medical and chemical applications packed at less than 120&deg; F., including mild acids, alkalis, solvents, alcohols, oils and aqueous products; not recommended for active hydrocarbons or bleaches. Old Part# QP-7580, New Part# QP-GLC-01714. Typically ships from Pennsylvania. Call (888) 322-5722 for availability.Bottle Material: Type 3 Soda Lime Glass | EA | N/A | N/A | 31.43 | All Commercial Customers | 0% | 5% | 5% | 29.8585 | 30.0841 | 6-11 of Same Item 10% off ¦ 12+ of same Item 15% off | 7 days | Destination | USA
540-3 | Qorpak | GLC-01719 | QP-GLC-01719 | N/A | Clear Glass Jars, 32oz, Black Linerless Cap, case/12 | Straight Sided Round Jar, 32oz (960ml) Clear with 89-400 Black PP Unlined Cap attached, 95 x 170mm. Clear / Flint Straight Sided Round Jars are designed without shoulders for maximum storage capacity and content visibility. Attached unlined black polypropylene caps are known for good impact strength, cost effectiveness, and pliability. These caps are autoclavable & are suitable for many dry products. Old Part# QP-2S32QEUC, New Part# QP-GLC-01719. Typically ships from Pennsylvania. Call (888) 322-5722 for availability.Bottle Material: Type 3 Soda Lime Glass | EA | N/A | N/A | 37.345 | All Commercial Customers | 0% | 5% | 5% | 35.4778 | 35.7458 | 6-11 of Same Item 10% off ¦ 12+ of same Item 15% off | 7 days | Destination | USA
540-3 | Qorpak | GLC-01721 | QP-GLC-01721 | N/A | Clear Glass Jars, 32oz, Green PTFE Lined Cap, case/12 | Straight Sided Round Jar, 32oz (960ml) Clear with 89-400 Green Thermoset F217 & PTFE Lined Cap attached, 95 x 170mm. Clear / Flint Straight Sided Round Jars are designed without shoulders for maximum storage capacity and content visibility. Attached green Thermoset (Phenolic) are known for providing the widest range of chemical compatibility and for being the most temperature tolerant of plastic closures. The color green easily identifies the PTFE liner system. Foam backed PTFE liners resist attack from virtually all chemicals at room temperature and provides resilience for a tight seal with a low moisture transmission rate. F217 has a low density foam core between two solid layers of LDPE. Uses include analytical lab samples, high purity chemicals, strong acids solvents, environmental samples, pharmaceuticals, and diagnostic reagents. Thermoset closures cannot be remelted after they are formed. Common Thermoset cap resins include urea, phenolic, and melamine. Old Part# QP-7950, New Part# QP-GLC-01721. Typically ships from Pennsylvania. Call (888) 322-5722 for availability.Bottle Material: Type 3 Soda Lime Glass | EA | N/A | N/A | 83.0725 | All Commercial Customers | 0% | 5% | 5% | 78.9189 | 79.5152 | 6-11 of Same Item 10% off ¦ 12+ of same Item 15% off | 7 days | Destination | USA
540-3 | Qorpak | GLC-01726 | QP-GLC-01726 | N/A | Clear Glass Jars, 32oz, Black Aluminum Foil Lined Cap, 32oz, case/12 | Straight Sided Round Jar, 32oz (960ml) Clear with 89-400 Black Phenolic Pulp/Aluminum Foil Lined Cap attached, 95 x 170mm. Clear / Flint Straight Sided Round Jars are designed without shoulders for maximum storage capacity and content visibility. Attached black Phenolic (Thermoset) pulp/aluminum foil lined caps are typically used for food applications. Free of odor and taste problems. Also can be used for non-acid, non-alkaline products. Great for organic solvents, chrome cleaners, brake fluids and mineral oils. Typically ships from Pennsylvania. Call (888) 322-5722 for availability.Bottle Material: Type 3 Soda Lime Glass | EA | N/A | N/A | 49.84 | All Commercial Customers | 0% | 5% | 5% | 47.348 | 47.7058 | 6-11 of Same Item 10% off ¦ 12+ of same Item 15% off | 7 days | Destination | USA
540-3 | Qorpak | GLC-01728 | QP-GLC-01728 | N/A | Clear Glass Jars, 32oz, Black Solid PE Lined Cap, case/12 | Straight Sided Round Jar, 32oz (960ml) Clear with 89-400 Black Phenolic Solid PE Lined Cap attached, 95 x 170mm. Clear / Flint Straight Sided Round Jars are designed without shoulders for maximum storage capacity and content visibility. Attached black Thermoset (Phenolic) caps with solid PE liners offer good chemical resistance and low moisture vapor transmission rate. They are great for nail polish remover and higher concentration acids & alkalis. Good for non-oil products filled at room temperature. Because this lining system is paperless, your samples will not be contaminated with fiber or paper particles from the closure. Typically ships from Pennsylvania. Call (888) 322-5722 for availability.Bottle Material: Type 3 Soda Lime Glass | EA | N/A | N/A | 52.815 | All Commercial Customers | 0% | 5% | 5% | 50.1743 | 50.5534 | 6-11 of Same Item 10% off ¦ 12+ of same Item 15% off | 7 days | Destination | USA
540-3 | Qorpak | GLC-01730 | QP-GLC-01730 | N/A | Clear Glass Jars, 32oz, Black Tin Foil Lined Cap, case/12 | Straight Sided Round Jar, 32oz (960ml) Clear with 89-400 Black Phenolic Pulp/Tin Foil Lined Cap attached, 95 x 170mm. Clear / Flint Straight Sided Round Jars are designed without shoulders for maximum storage capacity and content visibility. Attached black Thermoset (Phenolic) caps with tin foil liners offer good chemical resistance and are typically used with solids and powders. Good resistance to hydro-carbons, alcohols, ketones and oils. Not recommended for acids and alkalis. Typically ships from Pennsylvania. Call (888) 322-5722 for availability.Bottle Material: Type 3 Soda Lime Glass | EA | N/A | N/A | 57.995 | All Commercial Customers | 0% | 5% | 5% | 55.0953 | 55.5116 | 6-11 of Same Item 10% off ¦ 12+ of same Item 15% off | 7 days | Destination | USA
540-3 | Qorpak | GLC-01732 | QP-GLC-01732 | N/A | Clear Glass Jars, 32oz, Black Vinyl Lined Cap, case/12 | Straight Sided Round Jar, 32oz (960ml) Clear with 89-400 Black Phenolic Pulp/Vinyl Lined Cap attached, 95 x 170mm. Clear / Flint Straight Sided Round Jars are designed without shoulders for maximum storage capacity and content visibility. Attached black Phenolic (Thermoset) caps with pulp/vinyl liners are perfect for general use. The liner is made of a vinyl coating applied to high density polyethylene coated paper and then it is laminated to pulpboard. This general purpose liner is commonly used for food, beverage, medical and chemical applications packed at less than 120&deg; F., including mild acids, alkalis, solvents, alcohols, oils and aqueous products; not recommended for active hydrocarbons or bleaches. Old Part# QP-7750, New Part# QP-GLC-01732. Typically ships from Pennsylvania. Call (888) 322-5722 for availability.Bottle Material: Type 3 Soda Lime Glass | EA | N/A | N/A | 45.1325 | All Commercial Customers | 0% | 5% | 5% | 42.8759 | 43.1999 | 6-11 of Same Item 10% off ¦ 12+ of same Item 15% off | 7 days | Destination | USA
540-3 | Qorpak | GLC-01735 | QP-GLC-01735 | N/A | Clear Glass Jars, 32oz, White Linerless Cap, case/12 | Straight Sided Round Jar, 32oz (960ml) Clear with 89-400 White PP Unlined Cap attached, 95 x 170mm. Clear / Flint Straight Sided Round Jars are designed without shoulders for maximum storage capacity and content visibility. Attached unlined white polypropylene caps are known for good impact strength, cost effectiveness, and pliability. These caps are autoclavable & are suitable for many dry products. Typically ships from Pennsylvania. Call (888) 322-5722 for availability.Bottle Material: Type 3 Soda Lime Glass | EA | N/A | N/A | 37.45 | All Commercial Customers | 0% | 5% | 5% | 35.5775 | 35.8463 | 6-11 of Same Item 10% off ¦ 12+ of same Item 15% off | 7 days | Destination | USA
540-3 | Qorpak | GLC-01743 | QP-GLC-01743 | N/A | Clear Wide Mouth Bottles, 4oz, Green PTFE Lined Cap, case/24 | 4 oz (120 mL) Wide Mouth Packer Bottles, Green 48-400 PTFE-Lined Caps, 51 x 86mm. Clear Packers offer maximum visibility and sample integrity. Boston Round bottles are ideal for general laboratory use for liquid storage & sampling. The wide opening on these bottles make them the ideal general purpose bottle for solid sampling. These environmentally sensitive bottles help eliminate waste and help to insure product integrity for long term storage. Applications include pharmaceutical, chemical and environmental. Attached green Thermoset (phenolic) are known for providing the widest range of chemical compatibility and for being the most temperature tolerant of plastic closures. The color green easily identifies the PTFE liner system. Foam backed PTFE liners resist attack from virtually all chemicals at room temperature and provides resilience for a tight seal with a low moisture transmission rate. F217 has a low density foam core between two solid layers of LDPE. Uses include analytical lab samples, high purity chemicals, strong acids solvents, environmental samples, pharmaceuticals, and diagnostic reagents. Thermoset closures cannot be remelted after they are formed. Common Thermoset cap resins include urea, phenolic, and melamine. Old Part# QP-7967, New Part# QP-GLC-01743. Typically ships from Pennsylvania. Call (888) 322-5722 for availability.Bottle Material: Type 3 Soda Lime Glass | EA | N/A | N/A | 57.12 | All Commercial Customers | 0% | 5% | 5% | 54.264 | 54.6741 | 6-11 of Same Item 10% off ¦ 12+ of same Item 15% off | 7 days | Destination | USA
540-3 | Qorpak | GLC-01755 | QP-GLC-01755 | N/A | Clear Wide Mouth Bottles, 4oz, Black Vinyl Lined Cap, case/24 | Glass Mason Jars, 4 oz (120 mL) Wide Mouth Clear, Vinyl Lined Caps, 51 x 86mm. Clear Packers offer maximum visibility and sample integrity. Boston Round bottles are ideal for general laboratory use for liquid storage & sampling. The wide opening on these bottles make them the ideal general purpose bottle for solid sampling. These environmentally sensitive bottles help eliminate waste and help to insure product integrity for long term storage. Applications include pharmaceutical, chemical and environmental. Attached 48-400 Black Phenolic Pulp/Vinyl Lined Caps are perfect for general use. The liner is made of a vinyl coating applied to high density polyethylene coated paper and then it is laminated to pulpboard. This general purpose liner is commonly used for food, beverage, medical and chemical applications packed at less than 120&deg; F., including mild acids, alkalis, solvents, alcohols, oils and aqueous products; not recommended for active hydrocarbons or bleaches. Old Part# QP-7767, New Part# QP-GLC-01755. Typically ships from Pennsylvania. Call (888) 322-5722 for availability.Bottle Material: Type 3 Soda Lime Glass | EA | N/A | N/A | 35.5075 | All Commercial Customers | 0% | 5% | 5% | 33.7321 | 33.987 | 6-11 of Same Item 10% off ¦ 12+ of same Item 15% off | 7 days | Destination | USA
540-3 | Qorpak | GLC-01770 | QP-GLC-01770 | N/A | Clear Wide Mouth Bottles, 8oz, Green PTFE Lined Cap, case/24 | 8 oz (240 mL) Wide Mouth Glass, Green PTFE-Lined Caps, 62 x 109mm. Clear Packers offer maximum visibility and sample integrity. Boston Round bottles are ideal for general laboratory use for liquid storage & sampling. The wide opening on these bottles make them the ideal general purpose bottle for solid sampling. These environmentally sensitive bottles help eliminate waste and help to insure product integrity for long term storage. Applications include pharmaceutical, chemical and environmental. Attached 58-400 green Thermoset (phenolic) are known for providing the widest range of chemical compatibility and for being the most temperature tolerant of plastic closures. The color green easily identifies the PTFE liner system. Foam backed PTFE liners resist attack from virtually all chemicals at room temperature and provides resilience for a tight seal with a low moisture transmission rate. F217 has a low density foam core between two solid layers of LDPE. Uses include analytical lab samples, high purity chemicals, strong acids solvents, environmental samples, pharmaceuticals, and diagnostic reagents. Thermoset closures cannot be remelted after they are formed. Common Thermoset cap resins include urea, phenolic, and melamine. Old Part# QP-7968, New Part# QP-GLC-01770. Typically ships from Pennsylvania. Call (888) 322-5722 for availability.Bottle Material: Type 3 Soda Lime Glass | EA | N/A | N/A | 72.065 | All Commercial Customers | 0% | 5% | 5% | 68.4617 | 68.9791 | 6-11 of Same Item 10% off ¦ 12+ of same Item 15% off | 7 days | Destination | USA
540-3 | Qorpak | GLC-01786 | QP-GLC-01786 | N/A | Clear Wide Mouth Bottles, 8oz, Black Vinyl Lined Cap, case/24 | 8oz (240ml) Clear Standard Wide Mouth with 58-400 Black Phenolic Pulp/Vinyl Lined Cap attached, 62 x 109mm. Clear Packers offer maximum visibility and sample integrity. Boston Round bottles are ideal for general laboratory use for liquid storage & sampling. The wide opening on these bottles make them the ideal general purpose bottle for solid sampling. These environmentally sensitive bottles help eliminate waste and help to insure product integrity for long term storage. Applications include pharmaceutical, chemical and environmental. Attached 58-400 Black Phenolic Pulp/Vinyl Lined Caps are perfect for general use. The liner is made of a vinyl coating applied to high density polyethylene coated paper and then it is laminated to pulpboard. This general purpose liner is commonly used for food, beverage, medical and chemical applications packed at less than 120&deg; F., including mild acids, alkalis, solvents, alcohols, oils and aqueous products; not recommended for active hydrocarbons or bleaches. Old Part# QP-7768, New Part# QP-GLC-01786. Typically ships from Pennsylvania. Call (888) 322-5722 for availability.Bottle Material: Type 3 Soda Lime Glass | EA | N/A | N/A | 42.77 | All Commercial Customers | 0% | 5% | 5% | 40.6315 | 40.9385 | 6-11 of Same Item 10% off ¦ 12+ of same Item 15% off | 7 days | Destination | USA
540-3 | Qorpak | GLC-01800 | QP-GLC-01800 | N/A | Clear Wide Mouth Bottles,16oz, Green PTFE Lined Cap, case/24 | 16 oz (480 mL) Wide Mouth Glass, Green PTFE-Lined Caps, 79 x 133mm. Clear Packers offer maximum visibility and sample integrity. Boston Round bottles are ideal for general laboratory use for liquid storage & sampling. The wide opening on these bottles make them the ideal general purpose bottle for solid sampling. These environmentally sensitive bottles help eliminate waste and help to insure product integrity for long term storage. Applications include pharmaceutical, chemical and environmental. Attached 63-400 Green Thermoset Caps with F217 PTFE Liners provide a wide range of chemical compatibility and temperature tolerance. The foam backed PTFE resists attack from virtually all chemicals at room temperature and provides resilience for a tight seal. Thermoset closures cannot be remelted after they are formed. Common Thermoset cap resins include urea, phenolic, and melamine. Old Part# QP-7970, New Part# QP-GLC-01800. Typically ships from Pennsylvania. Call (888) 322-5722 for availability.Bottle Material: Type 3 Soda Lime Glass | EA | N/A | N/A | 87.885 | All Commercial Customers | 0% | 5% | 5% | 83.4907 | 84.1217 | 6-11 of Same Item 10% off ¦ 12+ of same Item 15% off | 7 days | Destination | USA
540-3 | Qorpak | GLC-01813 | QP-GLC-01813 | N/A | Clear Wide Mouth Bottles, 16oz, Black Vinyl Lined Cap, case/24 | Glass Mason Jars, 16 oz (480 mL) Wide Mouth Clear, Vinyl Lined Caps, 79 x 133mm. Clear Packers offer maximum visibility and sample integrity. Boston Round bottles are ideal for general laboratory use for liquid storage & sampling. The wide opening on these bottles make them the ideal general purpose bottle for solid sampling. These environmentally sensitive bottles help eliminate waste and help to insure product integrity for long term storage. Applications include pharmaceutical, chemical and environmental. Attached 63-400 Black Phenolic Pulp/Vinyl Lined Caps are perfect for general use. The liner is made of a vinyl coating applied to high density polyethylene coated paper and then it is laminated to pulpboard. This general purpose liner is commonly used for food, beverage, medical and chemical applications packed at less than 120&deg; F., including mild acids, alkalis, solvents, alcohols, oils and aqueous products; not recommended for active hydrocarbons or bleaches. Old Part# QP-7770, New Part# QP-GLC-01813. Typically ships from Pennsylvania. Call (888) 322-5722 for availability.Bottle Material: Type 3 Soda Lime Glass | EA | N/A | N/A | 51.1875 | All Commercial Customers | 0% | 5% | 5% | 48.6281 | 48.9956 | 6-11 of Same Item 10% off ¦ 12+ of same Item 15% off | 7 days | Destination | USA
540-3 | Qorpak | GLC-01833 | QP-GLC-01833 | N/A | Clear Wide Mouth Bottles, 32oz, Green PTFE Lined Cap, case/12 | 32 oz (960 mL) Wide Mouth Glass, Green PTFE-Lined Caps, 94 x 151mm. Clear Packers offer maximum visibility and sample integrity. Boston Round bottles are ideal for general laboratory use for liquid storage & sampling. The wide opening on these bottles make them the ideal general purpose bottle for solid sampling. These environmentally sensitive bottles help eliminate waste and help to insure product integrity for long term storage. Applications include pharmaceutical, chemical and environmental. Attached 70-400 green Thermoset (phenolic) are known for providing the widest range of chemical compatibility and for being the most temperature tolerant of plastic closures. The color green easily identifies the PTFE liner system. Foam backed PTFE liners resist attack from virtually all chemicals at room temperature and provides resilience for a tight seal with a low moisture transmission rate. F217 has a low density foam core between two solid layers of LDPE. Uses include analytical lab samples, high purity chemicals, strong acids solvents, environmental samples, pharmaceuticals, and diagnostic reagents. Thermoset closures cannot be remelted after they are formed. Common Thermoset cap resins include urea, phenolic, and melamine. Old Part# QP-7972, New Part# QP-GLC-01833. Typically ships from Pennsylvania. Call (888) 322-5722 for availability.Bottle Material: Type 3 Soda Lime Glass | EA | N/A | N/A | 58.03 | All Commercial Customers | 0% | 5% | 5% | 55.1285 | 55.5451 | 6-11 of Same Item 10% off ¦ 12+ of same Item 15% off | 7 days | Destination | USA
540-3 | Qorpak | GLC-01848 | QP-GLC-01848 | N/A | Clear Wide Mouth Bottles, 32oz, Black Vinyl Lined Cap, case/12 | Glass Mason Jars, 32 oz (960 mL) Wide Mouth Clear, Vinyl Lined Caps, 94 x 151mm. Clear Packers offer maximum visibility and sample integrity. Boston Round bottles are ideal for general laboratory use for liquid storage & sampling. The wide opening on these bottles make them the ideal general purpose bottle for solid sampling. These environmentally sensitive bottles help eliminate waste and help to insure product integrity for long term storage. Applications include pharmaceutical, chemical and environmental. Attached 70-400 Black Phenolic Pulp/Vinyl Lined Caps are perfect for general use. The liner is made of a vinyl coating applied to high density polyethylene coated paper and then it is laminated to pulpboard. This general purpose liner is commonly used for food, beverage, medical and chemical applications packed at less than 120&deg; F., including mild acids, alkalis, solvents, alcohols, oils and aqueous products; not recommended for active hydrocarbons or bleaches. Old Part# QP-7772, New Part# QP-GLC-01848. Typically ships from Pennsylvania. Call (888) 322-5722 for availability.Bottle Material: Type 3 Soda Lime Glass | EA | N/A | N/A | 36.8375 | All Commercial Customers | 0% | 5% | 5% | 34.9956 | 35.2601 | 6-11 of Same Item 10% off ¦ 12+ of same Item 15% off | 7 days | Destination | USA
540-3 | Qorpak | GLC-01858 | QP-GLC-01858 | N/A | Clear Standard Wide Mouth, 64oz, Green PTFE Lined Cap, case/6 | 64 oz Wide Mouth Glass, Green PTFE-Lined Cap, 124 x 214mm. Clear Packers offer maximum visibility and sample integrity. Boston Round bottles are ideal for general laboratory use for liquid storage & sampling. The wide opening on these bottles make them the ideal general purpose bottle for solid sampling. These environmentally sensitive bottles help eliminate waste and help to insure product integrity for long term storage. Applications include pharmaceutical, chemical and environmental. Attached 83-400 green Thermoset (phenolic) are known for providing the widest range of chemical compatibility and for being the most temperature tolerant of plastic closures. The color green easily identifies the PTFE liner system. Foam backed PTFE liners resist attack from virtually all chemicals at room temperature and provides resilience for a tight seal with a low moisture transmission rate. F217 has a low density foam core between two solid layers of LDPE. Uses include analytical lab samples, high purity chemicals, strong acids solvents, environmental samples, pharmaceuticals, and diagnostic reagents. Thermoset closures cannot be remelted after they are formed. Common Thermoset cap resins include urea, phenolic, and melamine. Old Part# QP-7973, New Part# QP-GLC-01858. Typically ships from Pennsylvania. Call (888) 322-5722 for availability.Bottle Material: Type 3 Soda Lime Glass | EA | N/A | N/A | 47.1625 | All Commercial Customers | 0% | 5% | 5% | 44.8044 | 45.1429 | 6-11 of Same Item 10% off ¦ 12+ of same Item 15% off | 7 days | Destination | USA
540-3 | Qorpak | GLC-01872 | QP-GLC-01872 | N/A | Wide Mouth Glass Bottles, 2 Liter (64oz), Vinyl Lined Cap, case/6 | Glass Mason Jars, 64 oz (1893 mL) Wide Mouth Clear, Vinyl Lined Caps, 124 x 214mm. Clear Packers offer maximum visibility and sample integrity. Boston Round bottles are ideal for general laboratory use for liquid storage and sampling. The wide opening on these bottles make them the ideal general purpose bottle for solid sampling. These environmentally sensitive bottles help eliminate waste and help to insure product integrity for long term storage. Applications include pharmaceutical, chemical and environmental. Attached 83-400 Black Phenolic Pulp/Vinyl Lined Caps are perfect for general use. The liner is made of a vinyl coating applied to high density polyethylene coated paper and then it is laminated to pulpboard. This general purpose liner is commonly used for food, beverage, medical and chemical applications packed at less than 120&deg; F., including mild acids, alkalis, solvents, alcohols, oils and aqueous products; not recommended for active hydrocarbons or bleaches. Old Part# QP-7773, New Part# QP-GLC-01872. Typically ships from Pennsylvania. Call (888) 322-5722 for availability. Bottle Material: Type 3 Soda Lime Glass | EA | N/A | N/A | 29.33 | All Commercial Customers | 0% | 5% | 5% | 27.8635 | 28.0741 | 6-11 of Same Item 10% off ¦ 12+ of same Item 15% off | 7 days | Destination | USA
540-3 | Qorpak | GLC-01882 | QP-GLC-01882 | N/A | Wide Mouth Glass Bottles, 4 Liter (128oz), PTFE Lined Cap, case/4 | 128 oz Wide Mouth Glass, Green PTFE-Lined Caps, 157 x 256mm. Clear Packers offer maximum visibility and sample integrity. Boston Round bottles are ideal for general laboratory use for liquid storage & sampling. The wide opening on these bottles make them the ideal general purpose bottle for solid sampling. These environmentally sensitive bottles help eliminate waste and help to insure product integrity for long term storage. Applications include pharmaceutical, chemical and environmental. Attached 89-400 green Thermoset (phenolic) are known for providing the widest range of chemical compatibility and for being the most temperature tolerant of plastic closures. The color green easily identifies the PTFE liner system. Foam backed PTFE liners resist attack from virtually all chemicals at room temperature and provides resilience for a tight seal with a low moisture transmission rate. F217 has a low density foam core between two solid layers of LDPE. Uses include analytical lab samples, high purity chemicals, strong acids solvents, environmental samples, pharmaceuticals, and diagnostic reagents. Thermoset closures cannot be remelted after they are formed. Common Thermoset cap resins include urea, phenolic, and melamine. Old Part# QP-7974, New Part# QP-GLC-01882. Typically ships from Pennsylvania. Call (888) 322-5722 for availability.Bottle Material: Type 3 Soda Lime Glass | EA | N/A | N/A | 42.7525 | All Commercial Customers | 0% | 5% | 5% | 40.6149 | 40.9218 | 6-11 of Same Item 10% off ¦ 12+ of same Item 15% off | 7 days | Destination | USA
540-3 | Qorpak | GLC-01894 | QP-GLC-01894 | N/A | Wide Mouth Glass Bottles, 4 Liter (128oz) Vinyl Lined Cap, case/4 | Glass Mason Jars, 128 oz Wide Mouth Clear, Vinyl Lined Caps, 157 x 256mm. Clear Packers offer maximum visibility and sample integrity. Boston Round bottles are ideal for general laboratory use for liquid storage & sampling. The wide opening on these bottles make them the ideal general purpose bottle for solid sampling. These environmentally sensitive bottles help eliminate waste and help to insure product integrity for long term storage. Applications include pharmaceutical, chemical and environmental. Attached 89-400 Black Phenolic Pulp/Vinyl Lined Caps are perfect for general use. The liner is made of a vinyl coating applied to high density polyethylene coated paper and then it is laminated to pulpboard. This general purpose liner is commonly used for food, beverage, medical and chemical applications packed at less than 120&deg; F., including mild acids, alkalis, solvents, alcohols, oils and aqueous products; not recommended for active hydrocarbons or bleaches. Old Part# QP-7774, New Part# QP-GLC-01894. Typically ships from Pennsylvania. Call (888) 322-5722 for availability.Bottle Material: Type 3 Soda Lime Glass | EA | N/A | N/A | 30.0475 | All Commercial Customers | 0% | 5% | 5% | 28.5451 | 28.7608 | 6-11 of Same Item 10% off ¦ 12+ of same Item 15% off | 7 days | Destination | USA
540-3 | Qorpak | GLC-01897 | QP-GLC-01897 | N/A | Amber Boston Round, 1oz, Green PTFE Lined Cap, case/432 | 1oz (30ml) Amber Boston Round with 20-400 Green Thermoset F217 and PTFE Lined Cap attached, Case of 432 Technical Specification Style: Boston Round Bottle Size: 33 x 79mm Color: Amber Material: Glass Qty: 432 Attached Cap: Green Thermoset F217 and PTFE Lined Cap Capacity/Volume: 1oz (30ml) Amber Boston Round Bottles protect contents from UV rays and are ideal for light sensitive products. These general use bottles are perfect for liquids. They feature a round body, rounded shoulders and narrow screw neck opening. These environmentally sensitive bottles help eliminate waste and help to insure product integrity for long term storage. Attached 20-400 green Thermoset (phenolic) are known for providing the widest range of chemical compatibility and for being the most temperature tolerant of plastic closures. The color green easily identifies the PTFE liner system. Foam backed PTFE liners resist attack from virtually all chemicals at room temperature and provides resilience for a tight seal with a low moisture transmission rate. F217 has a low density foam core between two solid layers of LDPE. Uses include analytical lab samples, high purity chemicals, strong acids solvents, environmental samples, pharmaceuticals, and diagnostic reagents. Thermoset closures cannot be remelted after they are formed. Common Thermoset cap resins include urea, phenolic, and melamine. Old Part# QP-7918, New Part# QP-GLC-01904. Typically ships from Pennsylvania. Call (888) 322-5722 for availability. Bottle Material: Type 3 Soda Lime Glass | EA | N/A | N/A | 422.5025 | All Commercial Customers | 0% | 5% | 5% | 401.3774 | 404.4105 | 6-11 of Same Item 10% off ¦ 12+ of same Item 15% off | 7 days | Destination | USA
540-3 | Qorpak | GLC-01904 | QP-GLC-01904 | N/A | Amber Boston Round, 2oz, Green PTFE Lined Cap, case/24 | 2 oz (60 mL) Amber Boston Round Bottles with Green Thermoset F217 PTFE Lined Caps, 39 x 94mm. Amber Boston Round Bottles protect contents from UV rays and are ideal for light sensitive products. These general use bottles are perfect for liquids.2 oz (60 mL) Amber Boston Round Bottles with Green Thermoset F217 PTFE Lined Caps, 39 x 94mm. Amber Boston Round Bottles protect contents from UV rays and are ideal for light sensitive products. These general use bottles are perfect for liquids. They feature a round body, rounded shoulders and narrow screw neck opening. These environmentally sensitive bottles help eliminate waste and help to insure product integrity for long term storage.Attached 20-400 green Thermoset (phenolic) are known for providing the widest range of chemical compatibility and for being the most temperature tolerant of plastic closures. The color green easily identifies the PTFE liner system. Foam backed PTFE liners resist attack from virtually all chemicals at room temperature and provides resilience for a tight seal with a low moisture transmission rate. F217 has a low density foam core between two solid layers of LDPE. Uses include analytical lab samples, high purity chemicals, strong acids solvents, environmental samples, pharmaceuticals, and diagnostic reagents. Thermoset closures cannot be remelted after they are formed. Common Thermoset cap resins include urea, phenolic, and melamine. Old Part# QP-7918, New Part# QP-GLC-01904. Typically ships from Pennsylvania. Call (888) 322-5722 for availability.Bottle Material: Type 3 Soda Lime Glass | EA | N/A | N/A | 33.95 | All Commercial Customers | 0% | 5% | 5% | 32.2525 | 32.4962 | 6-11 of Same Item 10% off ¦ 12+ of same Item 15% off | 7 days | Destination | USA
540-3 | Qorpak | GLC-01918 | QP-GLC-01918 | N/A | Amber Boston Round, 2oz, Black Vinyl Lined Cap, case/24 | 2 oz (60 mL) Amber Boston Round Bottles, Black Phenolic Pulp/Vinyl Lined Caps, 39 x 94mm. Amber Boston Rounds protect your sample from UV rays and are ideal for light sensitive products. Boston Round bottles are ideal for general laboratory use for liquid storage & sampling.2 oz (60 mL) Amber Boston Round Bottles, Black Phenolic Pulp/Vinyl Lined Caps, 39 x 94mm. Amber Boston Rounds protect your sample from UV rays and are ideal for light sensitive products. Boston Round bottles are ideal for general laboratory use for liquid storage & sampling. They feature a round body, rounded shoulders and narrow screw neck opening. These environmentally sensitive bottles help eliminate waste and help to insure product integrity for long term storage. Attached 20-400 Black Phenolic caps with pulp and vinyl liners are perfect for general use. The liner is made of a vinyl coating applied to high density polyethylene coated paper and then it is laminated to pulpboard. This general purpose liner is commonly used for food, beverage, medical and chemical applications packed at less than 120 degrees Fahrenheit. Old Part# QP-7718, New Part# QP-GLC-01918. Typically ships from Pennsylvania. Call (888) 322-5722 for availability. 20-400 finish, for solvents, alkalis, mild acids, alcohols, and oilsBottle Material: Type 3 Soda Lime Glass | EA | N/A | N/A | 29.33 | All Commercial Customers | 0% | 5% | 5% | 27.8635 | 28.0741 | 6-11 of Same Item 10% off ¦ 12+ of same Item 15% off | 7 days | Destination | USA
540-3 | Qorpak | GLC-01926 | QP-GLC-01926 | N/A | Amber Boston Round, 4oz, Green PTFE Lined Cap, case/24 | 4 oz (125 mL) Amber Boston Round Bottles, Green 22-400 Thermoset F217 PTFE Lined Caps, 48 x 112mm. Amber Boston Round Bottles protect contents from UV rays and are ideal for light sensitive products. These general use bottles are perfect for liquids.4 oz (125 mL) Amber Boston Round Bottles, Green 22-400 Thermoset F217 PTFE Lined Caps, 48 x 112mm. Amber Boston Round Bottles protect contents from UV rays and are ideal for light sensitive products. These general use bottles are perfect for liquids. They feature a round body, rounded shoulders and narrow screw neck opening. These environmentally sensitive bottles help eliminate waste and help to insure product integrity for long term storage.Attached green Thermoset (phenolic) are known for providing the widest range of chemical compatibility and for being the most temperature tolerant of plastic closures. The color green easily identifies the PTFE liner system. Foam backed PTFE liners resist attack from virtually all chemicals at room temperature and provides resilience for a tight seal with a low moisture transmission rate. F217 has a low density foam core between two solid layers of LDPE. Uses include analytical lab samples, high purity chemicals, strong acids solvents, environmental samples, pharmaceuticals, and diagnostic reagents. Thermoset closures cannot be remelted after they are formed. Common Thermoset cap resins include urea, phenolic, and melamine. Old Part# QP-7919, New Part# QP-GLC-01926. Typically ships from Pennsylvania. Call (888) 322-5722 for availability.Bottle Material: Type 3 Soda Lime Glass | EA | N/A | N/A | 39.2525 | All Commercial Customers | 0% | 5% | 5% | 37.2899 | 37.5717 | 6-11 of Same Item 10% off ¦ 12+ of same Item 15% off | 7 days | Destination | USA
540-3 | Qorpak | GLC-01939 | QP-GLC-01939 | N/A | Amber Boston Round, 4oz, Black Vinyl Lined Cap, case/24 | 4 oz (125 mL) Amber Boston Round Bottles, Black 22-400 Phenolic Pulp/Vinyl Lined Caps, 48 x 112mm. Amber Boston Rounds protect your sample from UV rays and are ideal for light sensitive products. Boston Round bottles are ideal for general laboratory use for liquid storage & sampling.4 oz (125 mL) Amber Boston Round Bottles, Black 22-400 Phenolic Pulp/Vinyl Lined Caps, 48 x 112mm. Amber Boston Rounds protect your sample from UV rays and are ideal for light sensitive products. Boston Round bottles are ideal for general laboratory use for liquid storage & sampling. They feature a round body, rounded shoulders and narrow screw neck opening. These environmentally sensitive bottles help eliminate waste and help to insure product integrity for long term storage. Attached 22-400 Black Phenolic caps with pulp and vinyl liners are perfect for general use. The liner is made of a vinyl coating applied to high density polyethylene coated paper and then it is laminated to pulpboard. This general purpose liner is commonly used for food, beverage, medical and chemical applications packed at less than 120 degrees Fahrenheit. Old Part# QP-7719, New Part# QP-GLC-01939. Typically ships from Pennsylvania. Call (888) 322-5722 for availability. 22-400 finish, for solvents, alkalis, mild acids, alcohols, and oilsBottle Material: Type 3 Soda Lime Glass | EA | N/A | N/A | 33.3025 | All Commercial Customers | 0% | 5% | 5% | 31.6374 | 31.8764 | 6-11 of Same Item 10% off ¦ 12+ of same Item 15% off | 7 days | Destination | USA
540-3 | Qorpak | GLC-01947 | QP-GLC-01947 | N/A | Amber Boston Round, 8oz, Green PTFE Lined Cap, case/24 | 8 oz (250 mL) Amber Boston Round Bottles, Green 24-400 Thermoset F217 PTFE Lined Caps, 60 x 138mm. Amber Boston Round Bottles protect contents from UV rays and are ideal for light sensitive products. These general use bottles are perfect for liquids.8 oz (250 mL) Amber Boston Round Bottles, Green 24-400 Thermoset F217 PTFE Lined Caps, 60 x 138mm. Amber Boston Round Bottles protect contents from UV rays and are ideal for light sensitive products. These general use bottles are perfect for liquids. They feature a round body, rounded shoulders and narrow screw neck opening. These environmentally sensitive bottles help eliminate waste and help to insure product integrity for long term storage.Attached 24-400 green Thermoset (phenolic) are known for providing the widest range of chemical compatibility and for being the most temperature tolerant of plastic closures. The color green easily identifies the PTFE liner system. Foam backed PTFE liners resist attack from virtually all chemicals at room temperature and provides resilience for a tight seal with a low moisture transmission rate. F217 has a low density foam core between two solid layers of LDPE. Uses include analytical lab samples, high purity chemicals, strong acids solvents, environmental samples, pharmaceuticals, and diagnostic reagents. Thermoset closures cannot be remelted after they are formed. Common Thermoset cap resins include urea, phenolic, and melamine. Old Part#QP-7920. Typically ships from Pennsylvania. Call (888) 322-5722 for availability.Bottle Material: Type 3 Soda Lime Glass | EA | N/A | N/A | 46.6025 | All Commercial Customers | 0% | 5% | 5% | 44.2724 | 44.6069 | 6-11 of Same Item 10% off ¦ 12+ of same Item 15% off | 7 days | Destination | USA
540-3 | Qorpak | GLC-01967 | QP-GLC-01967 | N/A | Amber Boston Round, 8oz, Black Vinyl Lined Cap, case/24 | 8 ounce (250 mL) Amber Boston Round Bottles, Black 24-400 Phenolic Pulp/Vinyl Lined Caps, 60 x 138mm. Amber Boston Rounds protect your sample from UV rays and are ideal for light sensitive products. Boston Round bottles are ideal for general laboratory use for liquid storage & sampling. They feature a round body, rounded shoulders and narrow screw neck opening. These environmentally sensitive bottles help eliminate waste and help to insure product integrity for long term storage. Attached 24-400 Black Phenolic caps with pulp and vinyl liners are perfect for general use. The liner is made of a vinyl coating applied to high density polyethylene coated paper and then it is laminated to pulpboard. This general purpose liner is commonly used for food, beverage, medical and chemical applications packed at less than 120 degrees Fahrenheit. Old Part# QP-7720, New Part# QP-GLC-01967. Typically ships from Pennsylvania. Call (888) 322-5722 for availability.Bottle Material: Type 3 Soda Lime Glass | EA | N/A | N/A | 40.11 | All Commercial Customers | 0% | 5% | 5% | 38.1045 | 38.3924 | 6-11 of Same Item 10% off ¦ 12+ of same Item 15% off | 7 days | Destination | USA
540-3 | Qorpak | GLC-01977 | QP-GLC-01977 | N/A | Amber Boston Round, 16oz, Green PTFE Lined Cap, case/12 | 16 oz (500 mL) Amber Boston Round Bottles, Green 28-400 Thermoset F217 PTFE Lined Caps, 75 x 168mm. Amber Boston Round Bottles protect contents from UV rays and are ideal for light sensitive products. These general use bottles are perfect for liquids.16 oz (500 mL) Amber Boston Round Bottles, Green 28-400 Thermoset F217 PTFE Lined Caps, 75 x 168mm. Amber Boston Round Bottles protect contents from UV rays and are ideal for light sensitive products. These general use bottles are perfect for liquids. They feature a round body, rounded shoulders and narrow screw neck opening. These environmentally sensitive bottles help eliminate waste and help to insure product integrity for long term storage.Attached 28-400 green Thermoset (phenolic) are known for providing the widest range of chemical compatibility and for being the most temperature tolerant of plastic closures. The color green easily identifies the PTFE liner system. Foam backed PTFE liners resist attack from virtually all chemicals at room temperature and provides resilience for a tight seal with a low moisture transmission rate. F217 has a low density foam core between two solid layers of LDPE. Uses include analytical lab samples, high purity chemicals, strong acids solvents, environmental samples, pharmaceuticals, and diagnostic reagents. Thermoset closures cannot be remelted after they are formed. Common Thermoset cap resins include urea, phenolic, and melamine. Old part# QP-7922. Typically ships from Pennsylvania. Call (888) 322-5722 for availability.Bottle Material: Type 3 Soda Lime Glass | EA | N/A | N/A | 31.9725 | All Commercial Customers | 0% | 5% | 5% | 30.3739 | 30.6034 | 6-11 of Same Item 10% off ¦ 12+ of same Item 15% off | 7 days | Destination | USA
540-3 | Qorpak | GLC-01992 | QP-GLC-01992 | N/A | Amber Boston Round, 16oz, Black Vinyl Lined Cap, case/12 | 16 ounce (500 mL) Amber Boston Round Bottles, Black 28-400 Phenolic Pulp/Vinyl Lined Caps, 75 x 168mm. Amber Boston Rounds protect your sample from UV rays and are ideal for light sensitive products. Boston Round bottles are ideal for general laboratory use for liquid storage & sampling. They feature a round body, rounded shoulders and narrow screw neck opening. These environmentally sensitive bottles help eliminate waste and help to insure product integrity for long term storage. Attached 28-400 Black Phenolic caps with pulp and vinyl liners are perfect for general use. The liner is made of a vinyl coating applied to high density polyethylene coated paper and then it is laminated to pulpboard. This general purpose liner is commonly used for food, beverage, medical and chemical applications packed at less than 120 degrees Fahrenheit. Old Part# QP-7722, New Part# QP-GLC-01992. Typically ships from Pennsylvania. Call (888) 322-5722 for availability.Bottle Material: Type 3 Soda Lime Glass | EA | N/A | N/A | 27.825 | All Commercial Customers | 0% | 5% | 5% | 26.4337 | 26.6335 | 6-11 of Same Item 10% off ¦ 12+ of same Item 15% off | 7 days | Destination | USA
540-3 | Qorpak | GLC-02004 | QP-GLC-02004 | N/A | Amber Boston Round, 32oz, Green PTFE Lined Cap, case/12 | 32 oz (950 mL) Amber Boston Round Bottles, Green 33-400 Thermoset F217 PTFE Lined Caps, 94 x 210mm. Amber Boston Round Bottles protect contents from UV rays and are ideal for light sensitive products. These general use bottles are perfect for liquids.32 oz (950 mL) Amber Boston Round Bottles, Green 33-400 Thermoset F217 PTFE Lined Caps, 94 x 210mm. Amber Boston Round Bottles protect contents from UV rays and are ideal for light sensitive products. These general use bottles are perfect for liquids. They feature a round body, rounded shoulders and narrow screw neck opening. These environmentally sensitive bottles help eliminate waste and help to insure product integrity for long term storage.Attached 33-400 green Thermoset (phenolic) are known for providing the widest range of chemical compatibility and for being the most temperature tolerant of plastic closures. The color green easily identifies the PTFE liner system. Foam backed PTFE liners resist attack from virtually all chemicals at room temperature and provides resilience for a tight seal with a low moisture transmission rate. F217 has a low density foam core between two solid layers of LDPE. Uses include analytical lab samples, high purity chemicals, strong acids solvents, environmental samples, pharmaceuticals, and diagnostic reagents. Thermoset closures cannot be remelted after they are formed. Common Thermoset cap resins include urea, phenolic, and melamine. Old part# QP-7923. Typically ships from Pennsylvania. Call (888) 322-5722 for availability.Bottle Material: Type 3 Soda Lime Glass | EA | N/A | N/A | 45.185 | All Commercial Customers | 0% | 5% | 5% | 42.9258 | 43.2501 | 6-11 of Same Item 10% off ¦ 12+ of same Item 15% off | 7 days | Destination | USA
540-3 | Qorpak | GLC-02012 | QP-GLC-02012 | N/A | 32oz (960mL) Amber Boston Round Bottles, PolyCone Cap, case/12 | Amber Glass Boston Round Bottles, 1000mL or 32oz, 33-400 Finish. (32 oz Bottle, Boston Round, Type III Amber, PE Cone Liner). Polyseal cone liners form an exceptionally tight seal and offer a good chemical barrier. This liner molds itself around the sealing areas of the finish as the cap is screwed on, virtually eliminating leakage, evaporation, contamination, binding and backing off. Great for everything from liquids, to soaps, to macro-invertebrates.32 oz (960 mL) Bottles, Boston Round glass bottles, Type III Amber glass with 33-400 PolyCone Liner. Amber Type III soda-lime glass 94 x 210mmIdeal for solvent, chemical or sample storage Packaged in convenience packs with caps attached to maintain cleanliness Black Phenolic cap with polycone liners Hazardous communication label included with each case of bottles allows for content ID and safety notification | EA | N/A | N/A | 42.315 | All Commercial Customers | 0% | 5% | 5% | 40.1992 | 40.503 | 6-11 of Same Item 10% off ¦ 12+ of same Item 15% off | 7 days | Destination | USA
540-3 | Qorpak | GLC-02018 | QP-GLC-02018 | N/A | Amber Boston Round, 32oz, Black Vinyl Lined Cap, case/12 | 32 ounce (950 mL) Amber Boston Round Bottles, Black 33-400 Phenolic Pulp/Vinyl Lined Caps, 94 x 210mm. Amber Boston Rounds protect your sample from UV rays and are ideal for light sensitive products. Boston Round bottles are ideal for general laboratory use for liquid storage & sampling. They feature a round body, rounded shoulders and narrow screw neck opening. These environmentally sensitive bottles help eliminate waste and help to insure product integrity for long term storage. Attached 33-400 Black Phenolic caps with pulp and vinyl liners are perfect for general use. The liner is made of a vinyl coating applied to high density polyethylene coated paper and then it is laminated to pulpboard. This general purpose liner is commonly used for food, beverage, medical and chemical applications packed at less than 120 degrees Fahrenheit. Old Part# QP-7723, New Part# QP-GLC-02018. Typically ships from Pennsylvania. Call (888) 322-5722 for availability.Bottle Material: Type 3 Soda Lime Glass | EA | N/A | N/A | 39.865 | All Commercial Customers | 0% | 5% | 5% | 37.8717 | 38.1579 | 6-11 of Same Item 10% off ¦ 12+ of same Item 15% off | 7 days | Destination | USA
540-3 | Qorpak | GLC-02046 | QP-GLC-02046 | N/A | Amber Glass Jug, 4 Liter (128oz),14B Rubber Lined Cap, case/4 | Amber Glass Jug 1 Gallon (3,840 mL) w/ Black 38-400 Phenolic 14B White Rubber Caps, 165 x 297mm. Amber Jugs protect your sample from UV rays and are ideal for light sensitive products. They feature a round body, rounded shoulders and molded shoulder loop for easy handling. These environmentally sensitive bottles help eliminate waste and help to insure product integrity for long term storage. Attached black Phenolic (Phenolic) caps with White Rubber liners are autoclavable. This liner is FDA approved for food and pharmaceutical applications. Excellent properties of resilience, resistance to moisture vapor and relatively low gas transmission. Typically ships from Pennsylvania. Call (888) 322-5722 for availability.Bottle Material: Type 3 Soda Lime Glass | EA | N/A | N/A | 54.6175 | All Commercial Customers | 0% | 5% | 5% | 51.8866 | 52.2787 | 6-11 of Same Item 10% off ¦ 12+ of same Item 15% off | 7 days | Destination | USA
540-3 | Qorpak | GLC-02081 | QP-GLC-02081 | N/A | Amber Wide Mouth Packer, 30mL, Green PTFE Lined Cap, case/24 | Amber Wide Mouth Packer, 30mL, Green PTFE Lined Caps, 36 x 65mm. Amber Packer Bottles protect your sample from UV rays and are ideal for light sensitive products. Packer bottles are ideal for general laboratory use for liquid storage & sampling. They feature a round body, rounded shoulders and wide mouth opening. These environmentally sensitive bottles help eliminate waste and help to insure product integrity for long term storage. Attached 28-400 Green Thermoset Caps with F217 PTFE Liners provide a wide range of chemical compatibility and temperature tolerance. The foam backed PTFE resists attack from virtually all chemicals at room temperature and provides resilience for a tight seal. Thermoset closures cannot be remelted after they are formed. Common Thermoset cap resins include urea, phenolic, and melamine. Old Part# QP-7930, New Part# QP-GLC-02081. Typically ships from Pennsylvania. Call (888) 322-5722 for availability.Bottle Material: Type 3 Soda Lime Glass | EA | N/A | N/A | 33.145 | All Commercial Customers | 0% | 5% | 5% | 31.4878 | 31.7257 | 6-11 of Same Item 10% off ¦ 12+ of same Item 15% off | 7 days | Destination | USA
540-3 | Qorpak | GLC-02085 | QP-GLC-02085 | N/A | Amber Wide Mouth Packer, 30mL, Black Polyseal Cone Lined Cap, case/24 | Safety Coated (Plastic Coated) Amber Packer Bottles, 36 x 65mm, protect your sample from UV rays and are ideal for light sensitive products. If the glass breaks, the plastisol coating contains the substance in the bottle long enough to allow for proper disposal. These bottles are slip and impact resistant, making them the perfect bottle for handling volatile substances. Attached 28-400 Black Phenolic caps with Polyseal cone liners form an exceptionally tight seal and offer a good chemical barrier. This liner molds itself around the sealing areas of the finish as the cap is screwed on, virtually eliminating leakage, evaporation, contamination, binding and backing off. Typically ships from Pennsylvania. Call (888) 322-5722 for availability.Bottle Material: Type 3 Soda Lime Glass | EA | N/A | N/A | 27.8425 | All Commercial Customers | 0% | 5% | 5% | 26.4504 | 26.6503 | 6-11 of Same Item 10% off ¦ 12+ of same Item 15% off | 7 days | Destination | USA
540-3 | Qorpak | GLC-02089 | QP-GLC-02089 | N/A | Amber Wide Mouth Packer, 30mL, Black Vinyl Lined Cap, case/24 | Amber Wide Mouth Packer, 30mL, Black Vinyl Lined Caps, 36 x 65mm. Amber Packer Bottles protect your sample from UV rays and are ideal for light sensitive products. Packer bottles are ideal for general laboratory use for liquid storage & sampling. They feature a round body, rounded shoulders and wide mouth opening. These environmentally sensitive bottles help eliminate waste and help to insure product integrity for long term storage. Attached 28-400 Black Phenolic caps with pulp and vinyl liners are perfect for general use. The liner is made of a vinyl coating applied to high density polyethylene coated paper and then it is laminated to pulpboard. This general purpose liner is commonly used for food, beverage, medical and chemical applications packed at less than 120 degrees Fahrenheit. Old Part# QP-7730, New Part# QP-GLC-02089. Typically ships from Pennsylvania. Call (888) 322-5722 for availability.Bottle Material: Type 3 Soda Lime Glass | EA | N/A | N/A | 25.1825 | All Commercial Customers | 0% | 5% | 5% | 23.9234 | 24.1042 | 6-11 of Same Item 10% off ¦ 12+ of same Item 15% off | 7 days | Destination | USA
540-3 | Qorpak | GLC-02096 | QP-GLC-02096 | N/A | Amber Wide Mouth Packer, 60mL, Green PTFE Lined Cap, case/24 | Amber Wide Mouth Packer, 60mL, Green PTFE Lined Caps, 44 x 75mm. Amber Packers protect your sample from UV rays and are ideal for light sensitive products. Packer bottles are ideal for general laboratory use for liquid storage & sampling. They feature a round body, rounded shoulders and wide mouth opening. These environmentally sensitive bottles help eliminate waste and help to insure product integrity for long term storage. Attached 33-400 Green Thermoset Caps with F217 PTFE Liners provide a wide range of chemical compatibility and temperature tolerance. The foam backed PTFE resists attack from virtually all chemicals at room temperature and provides resilience for a tight seal. Thermoset closures cannot be remelted after they are formed. Common Thermoset cap resins include urea, phenolic, and melamine. Old Part# QP-7931, New Part# QP-GLC-02096. Typically ships from Pennsylvania. Call (888) 322-5722 for availability.Bottle Material: Type 3 Soda Lime Glass | EA | N/A | N/A | 42.28 | All Commercial Customers | 0% | 5% | 5% | 40.166 | 40.4695 | 6-11 of Same Item 10% off ¦ 12+ of same Item 15% off | 7 days | Destination | USA
540-3 | Qorpak | GLC-02101 | QP-GLC-02101 | N/A | Amber Wide Mouth Packer, 60mL, Black Polyseal Cone Lined Cap, case/24 | Amber Wide Mouth Packer, 60mL, Black Polyseal Cone Lined Cap, 44 x 75mm. Safety Coated (Plastic Coated) Amber Packers protect your sample from UV rays and are ideal for light sensitive products. If the glass breaks, the plastisol coating contains the substance in the bottle long enough to allow for proper disposal. These bottles are slip and impact resistant, making them the perfect bottle for handling volatile substances. Attached 33-400 Black Phenolic caps with Polyseal cone liners form an exceptionally tight seal and offer a good chemical barrier. This liner molds itself around the sealing areas of the finish as the cap is screwed on, virtually eliminating leakage, evaporation, contamination, binding and backing off. Typically ships from Pennsylvania. Call (888) 322-5722 for availability.Bottle Material: Type 3 Soda Lime Glass | EA | N/A | N/A | 34.6325 | All Commercial Customers | 0% | 5% | 5% | 32.9009 | 33.1495 | 6-11 of Same Item 10% off ¦ 12+ of same Item 15% off | 7 days | Destination | USA
540-3 | Qorpak | GLC-02106 | QP-GLC-02106 | N/A | Amber Wide Mouth Packer, 60mL, Black Vinyl Lined Cap, case/24 | Amber Wide Mouth Packer, 60mL, Black Vinyl Lined Caps, 44 x 75mm. Amber Packers protect your sample from UV rays and are ideal for light sensitive products. Packer bottles are ideal for general laboratory use for liquid storage & sampling. They feature a round body, rounded shoulders and wide mouth opening. These environmentally sensitive bottles help eliminate waste and help to insure product integrity for long term storage. Attached 33-400 Black Phenolic caps with pulp and vinyl liners are perfect for general use. The liner is made of a vinyl coating applied to high density polyethylene coated paper and then it is laminated to pulpboard. This general purpose liner is commonly used for food, beverage, medical and chemical applications packed at less than 120 degrees Fahrenheit. Old Part# QP-7731, New Part# QP-GLC-02106. Typically ships from Pennsylvania. Call (888) 322-5722 for availability.Bottle Material: Type 3 Soda Lime Glass | EA | N/A | N/A | 31.885 | All Commercial Customers | 0% | 5% | 5% | 30.2907 | 30.5196 | 6-11 of Same Item 10% off ¦ 12+ of same Item 15% off | 7 days | Destination | USA
540-3 | Qorpak | GLC-02118 | QP-GLC-02118 | N/A | Amber Wide Mouth Packer, 250mL, Green PTFE Lined Cap, case/24 | Amber Wide Mouth Packer, 250mL, Green PTFE Lined Caps. 8.5oz Amber Packers protect your sample from UV rays and are ideal for light sensitive products. Packer bottles are ideal for general laboratory use for liquid storage & sampling. They feature a round body, rounded shoulders and wide mouth opening. These environmentally sensitive bottles help eliminate waste and help to insure product integrity for long term storage. Attached 45-400 Green Thermoset Caps with F217 PTFE Liners provide a wide range of chemical compatibility and temperature tolerance. The foam backed PTFE resists attack from virtually all chemicals at room temperature and provides resilience for a tight seal. Thermoset closures cannot be remelted after they are formed. Common Thermoset cap resins include urea, phenolic, and melamine. Old part# QP-7934. Typically ships from Pennsylvania. Call (888) 322-5722 for availability.Bottle Material: Type 3 Soda Lime Glass | EA | N/A | N/A | 69.58 | All Commercial Customers | 0% | 5% | 5% | 66.101 | 66.6005 | 6-11 of Same Item 10% off ¦ 12+ of same Item 15% off | 7 days | Destination | USA
540-3 | Qorpak | GLC-02125 | QP-GLC-02125 | N/A | Amber Wide Mouth Packer, 250mL, Black Vinyl Lined Cap, case/24 | Amber Wide Mouth Packer, 250mL, Black Vinyl Lined Caps. Amber Packers protect your sample from UV rays and are ideal for light sensitive products. Packer bottles are ideal for general laboratory use for liquid storage & sampling. They feature a round body, rounded shoulders and wide mouth opening. These environmentally sensitive bottles help eliminate waste and help to insure product integrity for long term storage. Attached 45-400 Black Phenolic caps with pulp and vinyl liners are perfect for general use. The liner is made of a vinyl coating applied to high density polyethylene coated paper and then it is laminated to pulpboard. This general purpose liner is commonly used for food, beverage, medical and chemical applications packed at less than 120 degrees Fahrenheit. Old Part# QP-7734, New Part# QP-GLC-02125. Typically ships from Pennsylvania. Call (888) 322-5722 for availability.Bottle Material: Type 3 Soda Lime Glass | EA | N/A | N/A | 51.0825 | All Commercial Customers | 0% | 5% | 5% | 48.5284 | 48.8951 | 6-11 of Same Item 10% off ¦ 12+ of same Item 15% off | 7 days | Destination | USA
540-3 | Qorpak | GLC-02135 | QP-GLC-02135 | N/A | Amber Wide Mouth Packer, 500mL, PTFE Lined Cap, case/12 | Amber Wide Mouth Packer, 500mL, 53-400 Green PTFE Lined Caps, 81 x 146mm. Amber Packers protect your sample from UV rays and are ideal for light sensitive products. Packer bottles are ideal for general laboratory use for liquid storage & sampling. They feature a round body, rounded shoulders and wide mouth opening. These environmentally sensitive bottles help eliminate waste and help to insure product integrity for long term storage. Attached Green Thermoset Caps with F217 PTFE Liners provide a wide range of chemical compatibility and temperature tolerance. The foam backed PTFE resists attack from virtually all chemicals at room temperature and provides resilience for a tight seal. Thermoset closures cannot be remelted after they are formed. Common Thermoset cap resins include urea, phenolic, and melamine. Old part# QP-7935. Typically ships from Pennsylvania. Call (888) 322-5722 for availability.Bottle Material: Type 3 Soda Lime Glass | EA | N/A | N/A | 43.8375 | All Commercial Customers | 0% | 5% | 5% | 41.6456 | 41.9603 | 6-11 of Same Item 10% off ¦ 12+ of same Item 15% off | 7 days | Destination | USA
540-3 | Qorpak | GLC-02148 | QP-GLC-02148 | N/A | Amber Wide Mouth Packer, 500mL, Black Vinyl Lined Cap, case/12 | Amber Wide Mouth Packer, 500mL, 53-400 Black Vinyl Lined Caps, 81 x 146mm. Amber Packers protect your sample from UV rays and are ideal for light sensitive products. Packer bottles are ideal for general laboratory use for liquid storage & sampling. They feature a round body, rounded shoulders and wide mouth opening. These environmentally sensitive bottles help eliminate waste and help to insure product integrity for long term storage. Attached 53-400 Black Phenolic caps with pulp and vinyl liners are perfect for general use. The liner is made of a vinyl coating applied to high density polyethylene coated paper and then it is laminated to pulpboard. This general purpose liner is commonly used for food, beverage, medical and chemical applications packed at less than 120 degrees Fahrenheit. Old Part# QP-7735, New Part# QP-GLC-02148. Typically ships from Pennsylvania. Call (888) 322-5722 for availability.Bottle Material: Type 3 Soda Lime Glass | EA | N/A | N/A | 31.185 | All Commercial Customers | 0% | 5% | 5% | 29.6258 | 29.8496 | 6-11 of Same Item 10% off ¦ 12+ of same Item 15% off | 7 days | Destination | USA
540-3 | Qorpak | GLC-02161 | QP-GLC-02161 | N/A | Amber Wide Mouth Packer, 32 oz (950mL), PTFE Lined Cap, case/12 | 32oz (950ml) Amber Wide Mouth Packer with 53-400 Green Thermoset F217 & PTFE Lined Cap attached, 99 x 178mm. Amber Packers protect your sample from UV rays and are ideal for light sensitive products. Packer bottles are ideal for general laboratory use for liquid storage & sampling. They feature a round body, rounded shoulders and wide mouth opening. These environmentally sensitive bottles help eliminate waste and help to insure product integrity for long term storage. Attached 53-400 Green Thermoset Caps with F217 PTFE Liners provide a wide range of chemical compatibility and temperature tolerance. The foam backed PTFE resists attack from virtually all chemicals at room temperature and provides resilience for a tight seal. Thermoset closures cannot be remelted after they are formed. Common Thermoset cap resins include urea, phenolic, and melamine. Old part# QP-7938. Typically ships from Pennsylvania. Call (888) 322-5722 for availability.Bottle Material: Type 3 Soda Lime Glass | EA | N/A | N/A | 56.1925 | All Commercial Customers | 0% | 5% | 5% | 53.3829 | 53.7863 | 6-11 of Same Item 10% off ¦ 12+ of same Item 15% off | 7 days | Destination | USA
540-3 | Qorpak | GLC-02175 | QP-GLC-02175 | N/A | Amber Wide Mouth Packer, 32oz (950mL), Vinyl Lined Cap, case/12 | Amber Wide Mouth Packer, 950mL, Black Vinyl Lined Caps, 99 x 178mm. Amber Packers protect your sample from UV rays and are ideal for light sensitive products. Packer bottles are ideal for general laboratory use for liquid storage & sampling. They feature a round body, rounded shoulders and wide mouth opening. These environmentally sensitive bottles help eliminate waste and help to insure product integrity for long term storage. Attached 53-400 Black Phenolic caps with pulp and vinyl liners are perfect for general use. The liner is made of a vinyl coating applied to high density polyethylene coated paper and then it is laminated to pulpboard. This general purpose liner is commonly used for food, beverage, medical and chemical applications packed at less than 120 degrees Fahrenheit. Old Part# QP-7738, New Part# QP-GLC-02175. Typically ships from Pennsylvania. Call (888) 322-5722 for availability.Bottle Material: Type 3 Soda Lime Glass | EA | N/A | N/A | 42.4375 | All Commercial Customers | 0% | 5% | 5% | 40.3156 | 40.6203 | 6-11 of Same Item 10% off ¦ 12+ of same Item 15% off | 7 days | Destination | USA
540-3 | Qorpak | GLC-02190 | QP-GLC-02190 | N/A | Amber Wide Mouth Packer, 120mL, PTFE Lined Cap, case/24 | 4oz (120ml) Amber Wide Mouth Packer with 38-400 Green Thermoset F217 & PTFE Lined Cap attached, 54 x 95mm. Amber Packers protect your sample from UV rays and are ideal for light sensitive products. Packer bottles are ideal for general laboratory use for liquid storage & sampling. They feature a round body, rounded shoulders and wide mouth opening. These environmentally sensitive bottles help eliminate waste and help to insure product integrity for long term storage. Attached 38-400 Green Thermoset Caps with F217 PTFE Liners provide a wide range of chemical compatibility and temperature tolerance. The foam backed PTFE resists attack from virtually all chemicals at room temperature and provides resilience for a tight seal. Thermoset closures cannot be remelted after they are formed. Common Thermoset cap resins include urea, phenolic, and melamine. Old Part# QP-7933, New Part# QP-GLC-02190. Typically ships from Pennsylvania. Call (888) 322-5722 for availability.Bottle Material: Type 3 Soda Lime Glass | EA | N/A | N/A | 50.3475 | All Commercial Customers | 0% | 5% | 5% | 47.8301 | 48.1916 | 6-11 of Same Item 10% off ¦ 12+ of same Item 15% off | 7 days | Destination | USA
540-3 | Qorpak | GLC-02196 | QP-GLC-02196 | N/A | Amber Wide Mouth Packer, 120mL, Poly Cone Lined Cap, case/24 | 4oz (120ml) Amber Wide Mouth Packer with 38-400 Black Phenolic caps with Poly Cone Lined Cap attached, 54 x 95mm. Amber Packers protect your sample from UV rays and are ideal for light sensitive products. Packer bottles are ideal for general laboratory use for liquid storage & sampling. They feature a round body, rounded shoulders and wide mouth opening. These environmentally sensitive bottles help eliminate waste and help to insure product integrity for long term storage. Attached 38-400 Black Phenolic caps with Polyseal cone liners form an exceptionally tight seal and offer a good chemical barrier. This liner molds itself around the sealing areas of the finish as the cap is screwed on, virtually eliminating leakage, evaporation, contamination, binding and backing off. Typically ships from Pennsylvania. Call (888) 322-5722 for availability.Bottle Material: Type 3 Soda Lime Glass | EA | N/A | N/A | 41.3525 | All Commercial Customers | 0% | 5% | 5% | 39.2849 | 39.5817 | 6-11 of Same Item 10% off ¦ 12+ of same Item 15% off | 7 days | Destination | USA
540-3 | Qorpak | GLC-02203 | QP-GLC-02203 | N/A | Amber Wide Mouth Packer, 120mL, Black Vinyl Lined Cap, case/24 | 4oz (120ml) Amber Wide Mouth Packer with 38-400 Black Phenolic Pulp/Vinyl Lined Cap attached, 54 x 95mm. Amber Packers protect your sample from UV rays and are ideal for light sensitive products. Packer bottles are ideal for general laboratory use for liquid storage & sampling. They feature a round body, rounded shoulders and wide mouth opening. These environmentally sensitive bottles help eliminate waste and help to insure product integrity for long term storage. Attached 38-400 Black Phenolic caps with pulp and vinyl liners are perfect for general use. The liner is made of a vinyl coating applied to high density polyethylene coated paper and then it is laminated to pulpboard. This general purpose liner is commonly used for food, beverage, medical and chemical applications packed at less than 120 degrees Fahrenheit. Old Part# QP-7733, New Part# QP-GLC-02203. Typically ships from Pennsylvania. Call (888) 322-5722 for availability.Bottle Material: Type 3 Soda Lime Glass | EA | N/A | N/A | 37.8 | All Commercial Customers | 0% | 5% | 5% | 35.91 | 36.1814 | 6-11 of Same Item 10% off ¦ 12+ of same Item 15% off | 7 days | Destination | USA
540-3 | Qorpak | GLC-02206 | QP-GLC-02206 | N/A | Safety Coated Boston Round Bottles, 8oz, PTFE Lined Cap, case/24 | Safety Coated Clear Boston Rounds offer maximum visibility and sample integrity. If the glass breaks, the Plastisol coating contains the substance in the bottle long enough to allow for proper disposal. These bottles are slip and impact resistant, making them the perfect bottle for handling volatile substances. 60 x 137mm.Attached 24-400 green Thermoset (phenolic) are known for providing the widest range of chemical compatibility and for being the most temperature tolerant of plastic closures. The color green easily identifies the PTFE liner system. Foam backed PTFE liners resist attack from virtually all chemicals at room temperature and provides resilience for a tight seal with a low moisture transmission rate. F217 has a low density foam core between two solid layers of LDPE. Uses include analytical lab samples, high purity chemicals, strong acids solvents, environmental samples, pharmaceuticals, and diagnostic reagents. Thermoset closures cannot be remelted after they are formed. Common Thermoset cap resins include urea, phenolic, and melamine.Note: There is a 3-6 week lead time on most safety coated bottles. Old Part# QP-7713TW. Typically ships from Pennsylvania. Call (888) 322-5722 for availability.Bottle Material: Type 3 Soda Lime Glass | EA | N/A | N/A | 128.765 | All Commercial Customers | 0% | 5% | 5% | 122.3267 | 123.2511 | 6-11 of Same Item 10% off ¦ 12+ of same Item 15% off | 7 days | Destination | USA
540-3 | Qorpak | GLC-02216 | QP-GLC-02216 | N/A | Safety Coated Boston Round, 16oz, PTFE Lined Cap, case/12 | 16oz Safety Coated Clear Boston Round 16oz (480ml) Safety Coated Clear Boston Round with 28-400 Green Thermoset F217 & PTFE Lined Cap attached, 75 x 168mm. Safety Coated Clear Boston Rounds offer maximum visibility and sample integrity. If the glass breaks, the Plastisol coating contains the substance in the bottle long enough to allow for proper disposal. These bottles are slip and impact resistant, making them the perfect bottle for handling volatile substances. 75 x 168mm.Attached 28-400 green Thermoset (phenolic) are known for providing the widest range of chemical compatibility and for being the most temperature tolerant of plastic closures. The color green easily identifies the PTFE liner system. Foam backed PTFE liners resist attack from virtually all chemicals at room temperature and provides resilience for a tight seal with a low moisture transmission rate. F217 has a low density foam core between two solid layers of LDPE. Uses include analytical lab samples, high purity chemicals, strong acids solvents, environmental samples, pharmaceuticals, and diagnostic reagents. Thermoset closures cannot be remelted after they are formed. Common Thermoset cap resins include urea, phenolic, and melamine.Note: There is a 3-6 week lead time on most safety coated bottles. Old part# QP-7714TW. Typically ships from Pennsylvania. Call (888) 322-5722 for availability.Bottle Material: Type 3 Soda Lime Glass | EA | N/A | N/A | 78.995 | All Commercial Customers | 0% | 5% | 5% | 75.0453 | 75.6123 | 6-11 of Same Item 10% off ¦ 12+ of same Item 15% off | 7 days | Destination | USA
540-3 | Qorpak | GLC-02224 | QP-GLC-02224 | N/A | Safety Coated Boston Round, 32oz, Green PTFE Lined Cap, case/12 | Safety Coated Clear Boston Rounds offer maximum visibility and sample integrity. If the glass breaks, the Plastisol coating contains the substance in the bottle long enough to allow for proper disposal. These bottles are slip and impact resistant, making them the perfect bottle for handling volatile substances. 94 x 210mm.Attached 33-400 green Thermoset (phenolic) are known for providing the widest range of chemical compatibility and for being the most temperature tolerant of plastic closures. The color green easily identifies the PTFE liner system. Foam backed PTFE liners resist attack from virtually all chemicals at room temperature and provides resilience for a tight seal with a low moisture transmission rate. F217 has a low density foam core between two solid layers of LDPE. Uses include analytical lab samples, high purity chemicals, strong acids solvents, environmental samples, pharmaceuticals, and diagnostic reagents. Thermoset closures cannot be remelted after they are formed. Common Thermoset cap resins include urea, phenolic, and melamine.Note: There is a 3-6 week lead time on most safety coated bottles. Old part# QP-7717TW. Typically ships from Pennsylvania. Call (888) 322-5722 for availability.Bottle Material: Type 3 Soda Lime Glass | EA | N/A | N/A | 123.025 | All Commercial Customers | 0% | 5% | 5% | 116.8737 | 117.7569 | 6-11 of Same Item 10% off ¦ 12+ of same Item 15% off | 7 days | Destination | USA
540-3 | Qorpak | GLC-02234 | QP-GLC-02234 | N/A | Safety Coated Jug, 2500mL, White HDPE Foam Lined Cap, case/6 | 2500mL (2.5 Liter) Plastic Coated Safety Jug with 38-439 White F422 HDPE Foam Lined Caps. Safety Coated Clear Jugs with molded finger grips are the perfect storage solution. These jugs are slip and impact resistant, making them the perfect bottle for handling volatile substances. Choose from jugs with attached Green Thermoset F217 & PTFE Lined Caps, White PP F422 HDPE Foam Lined Caps or jugs only.2500mL (2.5 Liter) Plastic Coated Safety Jug with 38-439 White F422 HDPE Foam Lined Caps. Safety Coated Clear Jugs with molded finger grips are the perfect storage solution. These jugs are slip and impact resistant, making them the perfect bottle for handling volatile substances. Choose from jugs with attached Green Thermoset F217 & PTFE Lined Caps, White PP F422 HDPE Foam Lined Caps or jugs only. Technical Specification Style: Jug Capacity/Volume: 84oz (2,500ml) Size: 137 x 310mm Color: Clear Material: Type 3 Soda Lime Glass Neck Finish: 38-439 Attached Cap: White PP F422 HDPE Foam Lined Treatment/Grade: Safety Coated | EA | N/A | N/A | 126.56 | All Commercial Customers | 0% | 5% | 5% | 120.232 | 121.1406 | 6-11 of Same Item 10% off ¦ 12+ of same Item 15% off | 7 days | Destination | USA
540-3 | Qorpak | GLC-02239 | QP-GLC-02239 | N/A | Safety Coated Graduated Jar, 16oz, Black Vinyl Lined Cap, case/24 | 18oz Safety Coated Clear Medium Round with 70-400 Black Phenolic Pulp/Vinyl Lined Cap attached, 76 x 145mm. Reduce breakage and lab mishaps with these Safety Coated Clear Medium Round Bottles. If the glass breaks, the plastisol coating contains the substance in the bottle long enough to allow for proper disposal.Attached 70-400 Black Phenolic caps with pulp and vinyl liners are perfect for general use. The liner is made of a vinyl coating applied to high density polyethylene coated paper and then it is laminated to pulp board. This general purpose liner is commonly used for food, beverage, medical and chemical applications packed at less than 120 degrees Fahrenheit.Note: There is a 3-6 week lead time on most safety coated bottles. Old part# QP-7785W. Typically ships from Pennsylvania. Call (888) 322-5722 for availability.Bottle Material: Type 3 Soda Lime Glass | EA | N/A | N/A | 179.6025 | All Commercial Customers | 0% | 5% | 5% | 170.6224 | 171.9117 | 6-11 of Same Item 10% off ¦ 12+ of same Item 15% off | 7 days | Destination | USA
540-3 | Qorpak | GLC-02240 | QP-GLC-02240 | N/A | Safety Coated Glass Jar, 8oz, Green PTFE Lined Cap, case/24 | 8 oz (240mL) Coated Straight Side Round Bottles, Green PTFE-Lined Caps, 73 x 89mm. Safety Coated (Plastic Coated) Clear Straight Side Round Bottles offer maximum visibility and sample integrity. If the glass breaks, the Plastisol coating contains the substance in the bottle long enough to allow for proper disposal. These bottles are slip and impact resistant, making them the perfect bottle for handling volatile substances. The wide opening on these bottles make them the ideal general purpose bottle for solid sampling. Reduce breakage and lab mishaps with the clear Plastisol coating to protect your employees. Attached 70-400 Green Thermoset Caps with F217 PTFE Liners provide a wide range of chemical compatibility and temperature tolerance. The foam backed PTFE resists attack from virtually all chemicals at room temperature and provides resilience for a tight seal. Thermoset closures cannot be remelted after they are formed. Common Thermoset cap resins include urea, phenolic, and melamine.Note: There is a 3-6 week lead time on most safety coated bottles. Old Part# QP-7533TW. Typically ships from Pennsylvania. Call (888) 322-5722 for availability.Bottle Material: Type 3 Soda Lime Glass | EA | N/A | N/A | 190.015 | All Commercial Customers | 0% | 5% | 5% | 180.5142 | 181.8783 | 6-11 of Same Item 10% off ¦ 12+ of same Item 15% off | 7 days | Destination | USA
540-3 | Qorpak | GLC-02242 | QP-GLC-02242 | N/A | Safety Coated Glass Jar, 8oz, Black Vinyl Lined Cap, case/24 | 73 x 89mm. 8 oz (240mL) Coated Straight Side Round Bottles, Black Phenolic Pulp/Vinyl Lined Caps. Safety Coated (Plastic Coated) Clear Straight Side Round Bottles offer maximum visibility and sample integrity. If the glass breaks, the Plastisol coating contains the substance in the bottle long enough to allow for proper disposal. These bottles are slip and impact resistant, making them the perfect bottle for handling volatile substances. The wide opening on these bottles make them the ideal general purpose bottle for solid sampling. Reduce breakage and lab mishaps with the clear Plastisol coating to protect your employees. Attached 70-400 Black Phenolic caps with pulp and vinyl liners are perfect for general use. The liner is made of a vinyl coating applied to high density polyethylene coated paper and then it is laminated to pulpboard. This general purpose liner is commonly used for food, beverage, medical and chemical applications packed at less than 120 degrees Fahrenheit. Typically ships from Pennsylvania. Call (888) 322-5722 for availability.Bottle Material: Type 3 Soda Lime Glass | EA | N/A | N/A | 142.73 | All Commercial Customers | 0% | 5% | 5% | 135.5935 | 136.6181 | 6-11 of Same Item 10% off ¦ 12+ of same Item 15% off | 7 days | Destination | USA
540-3 | Qorpak | GLC-02245 | QP-GLC-02245 | N/A | Safety Coated Wide Mouth Bottles, 32oz, Green PTFE Lined Cap, case/12 | 32 oz Plastic Coated Straight Sided Round Bottles, PTFE lined Caps. Safety Coated (Plastic Coated) Clear Straight Side Round Bottles offer maximum visibility and sample integrity. If the glass breaks, the Plastisol coating contains the substance in the bottle long enough to allow for proper disposal. These bottles are slip and impact resistant, making them the perfect bottle for handling volatile substances. The wide opening on these bottles make them the ideal general purpose bottle for solid sampling. Reduce breakage and lab mishaps with the clear Plastisol coating to protect your employees. Attached 70-400 Green Thermoset Caps with F217 PTFE Liners provide a wide range of chemical compatibility and temperature tolerance. The foam backed PTFE resists attack from virtually all chemicals at room temperature and provides resilience for a tight seal. Thermoset closures cannot be remelted after they are formed. Common Thermoset cap resins include urea, phenolic, and melamine.Note: There is a 3-6 week lead time on most safety coated bottles. Old Part# QP-7772TW. Typically ships from Pennsylvania. Call (888) 322-5722 for availability.Bottle Material: Type 3 Soda Lime Glass | EA | N/A | N/A | 142.7475 | All Commercial Customers | 0% | 5% | 5% | 135.6101 | 136.6349 | 6-11 of Same Item 10% off ¦ 12+ of same Item 15% off | 7 days | Destination | USA
540-3 | Qorpak | GLC-02249 | QP-GLC-02249 | N/A | Safety Coated Amber Bottles, 4oz, Green PTFE Lined Cap, case/24 | Amber Boston Rounds, 4 oz (125 mL) Plastic Coated Glass with Green Thermoset F217 PTFE Lined Caps. Safety Coated (Plastic Coated) Amber Boston Rounds protect your sample from UV rays and are ideal for light sensitive products. If the glass breaks, the plastisol coating contains the substance in the bottle long enough to allow for proper disposal. These bottles are slip and impact resistant, making them the perfect bottle for handling volatile substances.Attached 22-400 Green Thermoset Caps with F217 PTFE Liners provide a wide range of chemical compatibility and temperature tolerance. The foam backed PTFE resists attack from virtually all chemicals at room temperature and provides resilience for a tight seal. Thermoset closures cannot be remelted after they are formed. Common Thermoset cap resins include urea, phenolic, and melamine. Typically ships from Pennsylvania. Call (888) 322-5722 for availability. 22-400 finish, for lab samples, high purity chemicals, strong acids/ solvents, and pharmaceuticalsBottle Material: Type 3 Soda Lime Glass | EA | N/A | N/A | 117.6175 | All Commercial Customers | 0% | 5% | 5% | 111.7366 | 112.581 | 6-11 of Same Item 10% off ¦ 12+ of same Item 15% off | 7 days | Destination | USA
540-3 | Qorpak | GLC-02250 | QP-GLC-02250 | N/A | Safety Coated Amber Bottles, 4oz, Black Rubber Lined Cap, case/24 | Amber Boston Rounds, 4 oz (125 mL) Plastic Coated Glass with Black Phenolic Rubber Lined Caps, Autoclavable. Safety Coated (Plastic Coated) Amber Boston Rounds protect your sample from UV rays and are ideal for light sensitive products. If the glass breaks, the plastisol coating contains the substance in the bottle long enough to allow for proper disposal. These bottles are slip and impact resistant, making them the perfect bottle for handling volatile substances. Attached 22-400 Black Phenolic caps with 14B White rubber liners are autoclavable, but plastic coated bottles are not autoclavable. Rubber cap liner is FDA approved for food and pharmaceutical applications. Excellent properties of resilience, resistance to moisture vapor and relatively low gas transmission. Typically ships from Pennsylvania. Call (888) 322-5722 for availability. Bottle Material: Type 3 Soda Lime Glass | EA | N/A | N/A | 116.2525 | All Commercial Customers | 0% | 5% | 5% | 110.4399 | 111.2744 | 6-11 of Same Item 10% off ¦ 12+ of same Item 15% off | 7 days | Destination | USA
540-3 | Qorpak | GLC-02256 | QP-GLC-02256 | N/A | Safety Coated Amber Bottles, 8oz, Black Rubber Lined Cap, case/24 | Amber Boston Rounds, 8 oz (250 mL) Plastic Coated Glass with Black Phenolic Rubber Lined Caps, Autoclavable. Safety Coated (Plastic Coated) Amber Boston Rounds protect your sample from UV rays and are ideal for light sensitive products. If the glass breaks, the plastisol coating contains the substance in the bottle long enough to allow for proper disposal. These bottles are slip and impact resistant, making them the perfect bottle for handling volatile substances. Attached 24-400 Black Phenolic caps with 14B White rubber liners are autoclavable, but plastic coated bottles are not autoclavable. Rubber cap liner is FDA approved for food and pharmaceutical applications. Excellent properties of resilience, resistance to moisture vapor and relatively low gas transmission. Typically ships from Pennsylvania. Call (888) 322-5722 for availability.Bottle Material: Type 3 Soda Lime Glass | EA | N/A | N/A | 142.9925 | All Commercial Customers | 0% | 5% | 5% | 135.8429 | 136.8694 | 6-11 of Same Item 10% off ¦ 12+ of same Item 15% off | 7 days | Destination | USA
540-3 | Qorpak | GLC-02262 | QP-GLC-02262 | N/A | Safety Coated Amber Bottles, 16oz, Green PTFE Lined Cap, case/12 | Amber Boston Rounds, 16 oz (500 mL) Plastic Coated Glass with Green Thermoset F217 PTFE Lined Caps. Safety Coated (Plastic Coated) Amber Boston Rounds protect your sample from UV rays and are ideal for light sensitive products. If the glass breaks, the plastisol coating contains the substance in the bottle long enough to allow for proper disposal. These bottles are slip and impact resistant, making them the perfect bottle for handling volatile substances.Attached 28-400 Green Thermoset Caps with F217 PTFE Liners provide a wide range of chemical compatibility and temperature tolerance. The foam backed PTFE resists attack from virtually all chemicals at room temperature and provides resilience for a tight seal. Thermoset closures cannot be remelted after they are formed. Common Thermoset cap resins include urea, phenolic, and melamine. Old part# QP-7722TW. Typically ships from Pennsylvania. Call (888) 322-5722 for availability.Bottle Material: Type 3 Soda Lime Glass | EA | N/A | N/A | 87.1675 | All Commercial Customers | 0% | 5% | 5% | 82.8091 | 83.4349 | 6-11 of Same Item 10% off ¦ 12+ of same Item 15% off | 7 days | Destination | USA
540-3 | Qorpak | GLC-02263 | QP-GLC-02263 | N/A | Safety Coated Amber Bottles, 16oz, Black Rubber Lined Cap, case/12 | Amber Boston Rounds, 16 oz (500 mL) Plastic Coated Glass with Black Phenolic Rubber Lined Caps, Autoclavable. Safety Coated (Plastic Coated) Amber Boston Rounds protect your sample from UV rays and are ideal for light sensitive products. If the glass breaks, the plastisol coating contains the substance in the bottle long enough to allow for proper disposal. These bottles are slip and impact resistant, making them the perfect bottle for handling volatile substances. Attached 28-400 Black Phenolic caps with 14B White rubber liners are autoclavable, but plastic coated bottles are not autoclavable. Rubber cap liner is FDA approved for food and pharmaceutical applications. Excellent properties of resilience, resistance to moisture vapor and relatively low gas transmission. Typically ships from Pennsylvania. Call (888) 322-5722 for availability.Bottle Material: Type 3 Soda Lime Glass | EA | N/A | N/A | 86.0475 | All Commercial Customers | 0% | 5% | 5% | 81.7451 | 82.3628 | 6-11 of Same Item 10% off ¦ 12+ of same Item 15% off | 7 days | Destination | USA
540-3 | Qorpak | GLC-02271 | QP-GLC-02271 | N/A | Safety Coated Amber Bottles, 32oz, Green PTFE Lined Cap, case/12 | Amber Boston Rounds, 32 oz (950 mL) Plastic Coated Glass with Green Thermoset F217 PTFE Lined Caps. Safety Coated (Plastic Coated) Amber Boston Rounds protect your sample from UV rays and are ideal for light sensitive products. If the glass breaks, the plastisol coating contains the substance in the bottle long enough to allow for proper disposal. These bottles are slip and impact resistant, making them the perfect bottle for handling volatile substances.Attached 33-400 Green Thermoset Caps with F217 PTFE Liners provide a wide range of chemical compatibility and temperature tolerance. The foam backed PTFE resists attack from virtually all chemicals at room temperature and provides resilience for a tight seal. Thermoset closures cannot be remelted after they are formed. Common Thermoset cap resins include urea, phenolic, and melamine. Old part# QP-7723TW. Typically ships from Pennsylvania. Call (888) 322-5722 for availability.Bottle Material: Type 3 Soda Lime Glass | EA | N/A | N/A | 123.1825 | All Commercial Customers | 0% | 5% | 5% | 117.0234 | 117.9077 | 6-11 of Same Item 10% off ¦ 12+ of same Item 15% off | 7 days | Destination | USA
540-3 | Qorpak | GLC-02272 | QP-GLC-02272 | N/A | Safety Coated Amber Bottles, Black Rubber Lined Cap, 32oz, case/12 | Amber Boston Rounds, 32 oz (950 mL) Plastic Coated Glass with Black Phenolic Rubber Lined Caps. Safety Coated (Plastic Coated) Amber Boston Rounds protect your sample from UV rays and are ideal for light sensitive products. If the glass breaks, the plastisol coating contains the substance in the bottle long enough to allow for proper disposal. These bottles are slip and impact resistant, making them the perfect bottle for handling volatile substances. Attached 33-400 Black Phenolic caps with 14B White rubber liners are autoclavable, but plastic coated bottles are not autoclavable. Rubber cap liner is FDA approved for food and pharmaceutical applications. Excellent properties of resilience, resistance to moisture vapor and relatively low gas transmission. Typically ships from Pennsylvania. Call (888) 322-5722 for availability.Bottle Material: Type 3 Soda Lime Glass | EA | N/A | N/A | 131.8625 | All Commercial Customers | 0% | 5% | 5% | 125.2694 | 126.216 | 6-11 of Same Item 10% off ¦ 12+ of same Item 15% off | 7 days | Destination | USA
540-3 | Qorpak | GLC-02286 | QP-GLC-02286 | N/A | Safety Coated Amber Wide Mouth, 16oz, PTFE Lined Cap, case/12 | Amber Glass jars, 16 oz (500 mL) Coated Packer w/ Green PTFE-Lined Caps. Safety Coated (Plastic Coated) Amber Packers protect your sample from UV rays and are ideal for light sensitive products. If the glass breaks, the plastisol coating contains the substance in the bottle long enough to allow for proper disposal. These bottles are slip and impact resistant, making them the perfect bottle for handling volatile substances. Attached 53-400 Green Thermoset Caps with F217 PTFE Liners provide a wide range of chemical compatibility and temperature tolerance. The foam backed PTFE resists attack from virtually all chemicals at room temperature and provides resilience for a tight seal. Thermoset closures cannot be remelted after they are formed. Common Thermoset cap resins include urea, phenolic, and melamine. Old Part# QP-7527TW. Typically ships from Pennsylvania. Call (888) 322-5722 for availability.Bottle Material: Type 3 Soda Lime Glass | EA | N/A | N/A | 124.88 | All Commercial Customers | 0% | 5% | 5% | 118.636 | 119.5325 | 6-11 of Same Item 10% off ¦ 12+ of same Item 15% off | 7 days | Destination | USA
540-3 | Qorpak | GLC-02290 | QP-GLC-02290 | N/A | Safety Coated Amber Wide Mouth, 32oz, PTFE Lined Cap, case/12 | Amber Glass jars, 32 oz (950 mL) Coated Packer Bottles w/ Green PTFE-Lined Caps. Safety Coated (Plastic Coated) Amber Packers protect your sample from UV rays and are ideal for light sensitive products. If the glass breaks, the plastisol coating contains the substance in the bottle long enough to allow for proper disposal. These bottles are slip and impact resistant, making them the perfect bottle for handling volatile substances. Attached 53-400 Green Thermoset Caps with F217 PTFE Liners provide a wide range of chemical compatibility and temperature tolerance. The foam backed PTFE resists attack from virtually all chemicals at room temperature and provides resilience for a tight seal. Thermoset closures cannot be remelted after they are formed. Common Thermoset cap resins include urea, phenolic, and melamine. Old Part# QP-7528TW. Typically ships from Pennsylvania. Call (888) 322-5722 for availability.Bottle Material: Type 3 Soda Lime Glass | EA | N/A | N/A | 150.0625 | All Commercial Customers | 0% | 5% | 5% | 142.5594 | 143.6366 | 6-11 of Same Item 10% off ¦ 12+ of same Item 15% off | 7 days | Destination | USA
540-3 | Qorpak | GLC-04835 | QP-GLC-04835 | N/A | Glass Vials, Clear Screw Top, 5 dram, 24-400 Black/ PTFE Disc, case/144 | 27.25mm x 57.5mm, 5 dram Clear Borosilicate Vial with attached 24-400 Black PP & PTFE Disc. Kapt&reg; sample containers are fully assembled and ready for your own cleaning procedure. Polypropylene cap with PTFE disc are attached. Clear screw thread (except 60ml size) vials are packed in blue plastic corrugate to reduce carton dust. Old Part# QP-2V20QEDC, New Part# QP-GLC-04835. Typically ships from Pennsylvania. Call (888) 322-5722 for availability. | EA | N/A | N/A | 197.4525 | All Commercial Customers | 0% | 5% | 5% | 187.5799 | 188.9974 | 6-11 of Same Item 10% off ¦ 12+ of same Item 15% off | 7 days | Destination | USA
540-3 | Qorpak | GLC-04868 | QP-GLC-04868 | N/A | Clear Glass Jar, 8oz, White PE Foam Lined Cap, case/24 | 73 x 89mm. Straight Sided Round Jar, 8oz (240ml) Clear with 70-400 White PP SturdeeSeal&reg; PE Foam Lined Cap attached. Clear / Flint Straight Sided Round Jars are designed without shoulders for maximum storage capacity and content visibility.Attached PP SturdeeSeal&reg; PE Foam Lined Caps are known for good impact strength, cost effectiveness, and pliability. These polypropylene closures with foamed polyethylene liners have excellent sealing characteristics and offer good chemical resistance including acids, alcohols, alkalis, aqueous products, cosmetics, household oils and solvents. Typically ships from Pennsylvania. Call (888) 322-5722 for availability.Bottle Material: Type 3 Soda Lime Glass | EA | N/A | N/A | 44.905 | All Commercial Customers | 0% | 5% | 5% | 42.6598 | 42.9821 | 6-11 of Same Item 10% off ¦ 12+ of same Item 15% off | 7 days | Destination | USA
540-3 | Qorpak | GLC-04875 | QP-GLC-04875 | N/A | Clear Glass Jar, 6oz, Black Aluminum Foil Lined Cap, case/24 | 65 x 79mm. Straight Sided Round Jar, 6oz (180ml) Clear with 63-400 Black Phenolic Pulp/Aluminum Foil Lined Cap attached. Clear / Flint Straight Sided Round Jars are designed without shoulders for maximum storage capacity and content visibility.Attached black Phenolic (Thermoset) pulp/aluminum foil lined caps are typically used for food applications. Free of odor and taste problems. Also can be used for non-acid, non-alkaline products. Great for organic solvents, chrome cleaners, brake fluids and mineral oils. Typically ships from Pennsylvania. Call (888) 322-5722 for availability.Bottle Material: Type 3 Soda Lime Glass | EA | N/A | N/A | 47.2675 | All Commercial Customers | 0% | 5% | 5% | 44.9041 | 45.2435 | 6-11 of Same Item 10% off ¦ 12+ of same Item 15% off | 7 days | Destination | USA
540-3 | Qorpak | GLC-04878 | QP-GLC-04878 | N/A | Glass Vials, Clear Screw Top, 1/2 dram, Vinyl Lined Cap, case/144 | Clear vials offer maximum visibility. Made of Type I Borosilicate glass, providing exceptional resistance to heat shock and chemical leaching. The glass is non-porous and has no catalytic affect. Because the boron oxide particles in the glass are so small, the silicate is held more closely together, resulting in a much stronger glass for your laboratory needs. Attached 8-425 Black Phenolic caps with pulp and vinyl liners are perfect for general use. The liner is made of a vinyl coating applied to high density polyethylene coated paper and then it is laminated to pulpboard. This general purpose liner is commonly used for food, beverage, medical and chemical applications packed at less than 120 degrees Fahrenheit. Old Part# QP-2501Q, New Part# QP-GLC-04878. Typically ships from Pennsylvania. Call (888) 322-5722 for availability. | EA | N/A | N/A | 92.12 | All Commercial Customers | 0% | 5% | 5% | 87.514 | 88.1753 | 6-11 of Same Item 10% off ¦ 12+ of same Item 15% off | 7 days | Destination | USA
540-3 | Qorpak | GLC-04879 | QP-GLC-04879 | N/A | Glass Vials, Clear Screw Top, 3 dram, Vinyl Lined Cap, case/144 | Clear vials offer maximum visibility. Made of Type I Borosilicate glass, providing exceptional resistance to heat shock and chemical leaching. The glass is non-porous and has no catalytic affect. Because the boron oxide particles in the glass are so small, the silicate is held more closely together, resulting in a much stronger glass for your laboratory needs. Attached 15-425 Black Phenolic caps with pulp and vinyl liners are perfect for general use. The liner is made of a vinyl coating applied to high density polyethylene coated paper and then it is laminated to pulpboard. This general purpose liner is commonly used for food, beverage, medical and chemical applications packed at less than 120 degrees Fahrenheit. Old Part# QP-2504Q, New Part# QP-GLC-04879. Typically ships from Pennsylvania. Call (888) 322-5722 for availability. | EA | N/A | N/A | 108.0975 | All Commercial Customers | 0% | 5% | 5% | 102.6926 | 103.4686 | 6-11 of Same Item 10% off ¦ 12+ of same Item 15% off | 7 days | Destination | USA
540-3 | Qorpak | GLC-04881 | QP-GLC-04881 | N/A | Glass Vials, Clear Screw Top, 5 dram, Vinyl Lined Cap, case/72 | Clear vials offer maximum visibility. Made of Type I Borosilicate glass, providing exceptional resistance to heat shock and chemical leaching. The glass is non-porous and has no catalytic affect. Because the boron oxide particles in the glass are so small, the silicate is held more closely together, resulting in a much stronger glass for your laboratory needs. Attached 24-400 Black Phenolic caps with pulp and vinyl liners are perfect for general use. The liner is made of a vinyl coating applied to high density polyethylene coated paper and then it is laminated to pulpboard. This general purpose liner is commonly used for food, beverage, medical and chemical applications packed at less than 120 degrees Fahrenheit. Old Part# QP-2508Q, New Part# QP-GLC-04881. Typically ships from Pennsylvania. Call (888) 322-5722 for availability. | EA | N/A | N/A | 72.0825 | All Commercial Customers | 0% | 5% | 5% | 68.4784 | 68.9958 | 6-11 of Same Item 10% off ¦ 12+ of same Item 15% off | 7 days | Destination | USA
540-3 | Qorpak | GLC-04882 | QP-GLC-04882 | N/A | Glass Vials, Clear Screw Top, 6 dram, Vinyl Lined Cap, case/72 | Clear vials offer maximum visibility. Made of Type I Borosilicate glass, providing exceptional resistance to heat shock and chemical leaching. The glass is non-porous and has no catalytic affect. Because the boron oxide particles in the glass are so small, the silicate is held more closely together, resulting in a much stronger glass for your laboratory needs. Attached 24-400 Black Phenolic caps with pulp and vinyl liners are perfect for general use. The liner is made of a vinyl coating applied to high density polyethylene coated paper and then it is laminated to pulpboard. This general purpose liner is commonly used for food, beverage, medical and chemical applications packed at less than 120 degrees Fahrenheit. Old Part# QP-2509Q, New Part# QP-GLC-04882. Typically ships from Pennsylvania. Call (888) 322-5722 for availability. | EA | N/A | N/A | 81.97 | All Commercial Customers | 0% | 5% | 5% | 77.8715 | 78.4599 | 6-11 of Same Item 10% off ¦ 12+ of same Item 15% off | 7 days | Destination | USA
540-3 | Qorpak | GLC-04884 | QP-GLC-04884 | N/A | Glass Vials, Clear Screw Top, 10 dram, Black Vinyl Lined Cap, case/144 | Clear Borosilicate Vial, 10 dram (1.25 ounce), Black Vinyl Lined Cap. Clear vials offer maximum visibility. Made of Type I Borosilicate glass, providing exceptional resistance to heat shock and chemical leaching. The glass is non-porous and has no catalytic affect. Because the boron oxide particles in the glass are so small, the silicate is held more closely together, resulting in a much stronger glass for your laboratory needs. Attached 24-400 Black Phenolic caps with pulp and vinyl liners are perfect for general use. The liner is made of a vinyl coating applied to high density polyethylene coated paper and then it is laminated to pulpboard. This general purpose liner is commonly used for food, beverage, medical and chemical applications packed at less than 120 degrees Fahrenheit. Old Part# QP-2517Q, New Part# QP-GLC-04884. Typically ships from Pennsylvania. Call (888) 322-5722 for availability. | EA | N/A | N/A | 164.1675 | All Commercial Customers | 0% | 5% | 5% | 155.9591 | 157.1377 | 6-11 of Same Item 10% off ¦ 12+ of same Item 15% off | 7 days | Destination | USA
540-3 | Qorpak | GLC-04885 | QP-GLC-04885 | N/A | Glass Vials, Amber Screw Top, 5 dram, Vinyl Lined Cap, case/144 | 20 mL (5 dram) Amber Glass Vials, Black Vinyl Lined Caps. Amber vials offer protection from harmful light and UV rays for light sensitive products. Made of Type I Borosilicate glass, providing exceptional resistance to heat shock and chemical leaching. The glass is non-porous and has no catalytic affect. Because the boron oxide particles in the glass are so small, the silicate is held more closely together, resulting in a much stronger glass for your laboratory needs. Attached 24-400 Black Phenolic caps with pulp and vinyl liners are perfect for general use. The liner is made of a vinyl coating applied to high density polyethylene coated paper and then it is laminated to pulpboard. This general purpose liner is commonly used for food, beverage, medical and chemical applications packed at less than 120 degrees Fahrenheit. Old Part# QP-2516Q, New Part# QP-GLC-04885. Typically ships from Pennsylvania. Call (888) 322-5722 for availability. | EA | N/A | N/A | 153.755 | All Commercial Customers | 0% | 5% | 5% | 146.0673 | 147.171 | 6-11 of Same Item 10% off ¦ 12+ of same Item 15% off | 7 days | Destination | USA
540-3 | Qorpak | GLC-04886 | QP-GLC-04886 | N/A | Glass Vials, Amber Screw Top, 10 dram, Vinyl Lined Cap, case/144 | 40 mL (10 dram) Amber Glass Vials, Black Vinyl Lined Caps. Amber vials offer protection from harmful light and UV rays for light sensitive products. Made of Type I Borosilicate glass, providing exceptional resistance to heat shock and chemical leaching. The glass is non-porous and has no catalytic affect. Because the boron oxide particles in the glass are so small, the silicate is held more closely together, resulting in a much stronger glass for your laboratory needs. Attached 24-400 Black Phenolic caps with pulp and vinyl liners are perfect for general use. The liner is made of a vinyl coating applied to high density polyethylene coated paper and then it is laminated to pulpboard. This general purpose liner is commonly used for food, beverage, medical and chemical applications packed at less than 120 degrees Fahrenheit. Old Part# QP-2518Q, New Part# QP-GLC-04886. Typically ships from Pennsylvania. Call (888) 322-5722 for availability. | EA | N/A | N/A | 187.0225 | All Commercial Customers | 0% | 5% | 5% | 177.6714 | 179.014 | 6-11 of Same Item 10% off ¦ 12+ of same Item 15% off | 7 days | Destination | USA
540-3 | Qorpak | GLC-04890 | QP-GLC-04890 | N/A | Amber Glass Jug, 4 Liter (128oz), Black Cap/ PTFE Disc, case/4 | Amber Glass Jug 1 Gallon (3840 mL) w/ Black 38-400 Polypropylene & PTFE Caps. 165 x 297mm. Amber Jugs protect your sample from UV rays and are ideal for light sensitive products. They feature a round body, rounded shoulders and molded shoulder loop for easy handling. These environmentally sensitive bottles help eliminate waste and help to insure product integrity for long term storage. Attached black polypropylene caps with .015" PTFE disc offer excellent chemical compatibility. The PTFE disc is chemically inert and heat resistant. Polypropylene caps are known for impact strength, cost effectiveness, and pliability. Old Part# QP-0100-0059, New Part# QP-GLC-04890. Typically ships from Pennsylvania. Call (888) 322-5722 for availability. | EA | N/A | N/A | 42.6125 | All Commercial Customers | 0% | 5% | 5% | 40.4819 | 40.7878 | 6-11 of Same Item 10% off ¦ 12+ of same Item 15% off | 7 days | Destination | USA
540-3 | Qorpak | GLC-04892 | QP-GLC-04892 | N/A | Glass Vials, Amber Screw Top, 10 dram, Poly Cone Lined Cap, case/144 | 40 mL (10 dram) Amber Glass Vials, Black Cone Lined Caps. Amber vials offer protection from harmful light and UV rays for light sensitive products. Made of Type I Borosilicate glass, providing exceptional resistance to heat shock and chemical leaching. The glass is non-porous and has no catalytic affect. Because the boron oxide particles in the glass are so small, the silicate is held more closely together, resulting in a much stronger glass for your laboratory needs. Attached 24-400 Black Phenolic caps with Polyseal cone liners form an exceptionally tight seal and offer a good chemical barrier. This liner molds itself around the sealing areas of the finish as the cap is screwed on, virtually eliminating leakage, evaporation, contamination, binding and backing off. Old Part# QP-2518B, New Part# QP-GLC-04892. Typically ships from Pennsylvania. Call (888) 322-5722 for availability. | EA | N/A | N/A | 204.8025 | All Commercial Customers | 0% | 5% | 5% | 194.5624 | 196.0326 | 6-11 of Same Item 10% off ¦ 12+ of same Item 15% off | 7 days | Destination | USA
540-3 | Qorpak | GLC-04893 | QP-GLC-04893 | N/A | Glass Vials, Clear Screw Top, 10 dram, Poly Cone Lined Cap, case/144 | Clear vials offer maximum visibility. Made of Type I Borosilicate glass, providing exceptional resistance to heat shock and chemical leaching. The glass is non-porous and has no catalytic affect. Because the boron oxide particles in the glass are so small, the silicate is held more closely together, resulting in a much stronger glass for your laboratory needs. Attached 24-400 Black Phenolic caps with Polyseal cone liners form an exceptionally tight seal and offer a good chemical barrier. This liner molds itself around the sealing areas of the finish as the cap is screwed on, virtually eliminating leakage, evaporation, contamination, binding and backing off. Old Part# QP-2517B, New Part# QP-GLC-04893. Typically ships from Pennsylvania. Call (888) 322-5722 for availability. | EA | N/A | N/A | 174.9125 | All Commercial Customers | 0% | 5% | 5% | 166.1669 | 167.4225 | 6-11 of Same Item 10% off ¦ 12+ of same Item 15% off | 7 days | Destination | USA
540-3 | Qorpak | GLC-04917 | QP-GLC-04917 | N/A | Glass Vials, Amber Screw Top 5 dram, Black Cap/ PTFE Disc, case/144 | Amber Glass Screw Thread Vials offer protection from harmful light and UV rays for light sensitive products. These general purpose glass vials are made of Type I Borosilicate glass, providing exceptional resistance to heat shock and chemical leaching. Ready to Clean vials are designed for users who prefer to use their own cleaning process. Ready to Clean vials are fully assembled with 24-400 polypropylene caps and a friction fit .015" PTFE (similar to PTFE) disc. Both cap and liner can be washed, heated or autoclaved depending upon your application. The PTFE disc is chemically inert, and will not interfere with your test results. Typically ships from Pennsylvania. Call (888) 322-5722 for availability. | EA | N/A | N/A | 174.02 | All Commercial Customers | 0% | 5% | 5% | 165.319 | 166.5683 | 6-11 of Same Item 10% off ¦ 12+ of same Item 15% off | 7 days | Destination | USA
540-3 | Qorpak | GLC-04918 | QP-GLC-04918 | N/A | Glass Vials, Amber Screw Top, 5 dram, 14B Rubber Lined Cap, case/144 | 20 mL (5 dram) Amber Glass Vials, Autoclavable Rubber Lined Caps. Amber vials offer protection from harmful light and UV rays for light sensitive products. Made of Type I Borosilicate glass, providing exceptional resistance to heat shock and chemical leaching. The glass is non-porous and has no catalytic affect. Because the boron oxide particles in the glass are so small, the silicate is held more closely together, resulting in a much stronger glass for your laboratory needs. Attached 24-400 Black Phenolic caps with 14B White rubber liners are autoclavable. This liner is FDA approved for food and pharmaceutical applications. Excellent properties of resilience, resistance to moisture vapor and relatively low gas transmission. Old Part# QP-2516D, New Part# QP-GLC-04918. Typically ships from Pennsylvania. Call (888) 322-5722 for availability. | EA | N/A | N/A | 182.4725 | All Commercial Customers | 0% | 5% | 5% | 173.3489 | 174.6588 | 6-11 of Same Item 10% off ¦ 12+ of same Item 15% off | 7 days | Destination | USA
540-3 | Qorpak | GLC-04924 | QP-GLC-04924 | N/A | Glass Vials, Clear Screw Top, 6 dram, 14B Rubber Lined Cap, case/144 | Clear vials offer maximum visibility. Made of Type I Borosilicate glass, providing exceptional resistance to heat shock and chemical leaching. The glass is non-porous and has no catalytic affect. Because the boron oxide particles in the glass are so small, the silicate is held more closely together, resulting in a much stronger glass for your laboratory needs. Attached 20-400 Black Phenolic caps with 14B White rubber liners are autoclavable. This liner is FDA approved for food and pharmaceutical applications. Excellent properties of resilience, resistance to moisture vapor and relatively low gas transmission. Old Part# QP-2506D, New Part# QP-GLC-04924. Typically ships from Pennsylvania. Call (888) 322-5722 for availability. | EA | N/A | N/A | 160.2125 | All Commercial Customers | 0% | 5% | 5% | 152.2019 | 153.352 | 6-11 of Same Item 10% off ¦ 12+ of same Item 15% off | 7 days | Destination | USA
540-3 | Qorpak | GLC-04925 | QP-GLC-04925 | N/A | Glass Vials, Clear Screw Top, 8 dram, 14B Rubber Lined Cap, case/144 | Clear vials offer maximum visibility. Made of Type I Borosilicate glass, providing exceptional resistance to heat shock and chemical leaching. The glass is non-porous and has no catalytic affect. Because the boron oxide particles in the glass are so small, the silicate is held more closely together, resulting in a much stronger glass for your laboratory needs. Attached 22-400 Black Phenolic caps with 14B White rubber liners are autoclavable. This liner is FDA approved for food and pharmaceutical applications. Excellent properties of resilience, resistance to moisture vapor and relatively low gas transmission. Old Part# QP-2507D, New Part# QP-GLC-04925. Typically ships from Pennsylvania. Call (888) 322-5722 for availability. | EA | N/A | N/A | 187.8975 | All Commercial Customers | 0% | 5% | 5% | 178.5026 | 179.8515 | 6-11 of Same Item 10% off ¦ 12+ of same Item 15% off | 7 days | Destination | USA
540-3 | Qorpak | GLC-04947 | QP-GLC-04947 | N/A | Glass Vials, Clear Screw Top, 10 dram, 14B Rubber Lined Cap, case/144 | Clear vials offer maximum visibility. Made of Type I Borosilicate glass, providing exceptional resistance to heat shock and chemical leaching. The glass is non-porous and has no catalytic affect. Because the boron oxide particles in the glass are so small, the silicate is held more closely together, resulting in a much stronger glass for your laboratory needs. Attached 24-400 Black Phenolic caps with 14B White rubber liners are autoclavable. This liner is FDA approved for food and pharmaceutical applications. Excellent properties of resilience, resistance to moisture vapor and relatively low gas transmission. Old Part# QP-2517D, New Part# QP-GLC-04947. Typically ships from Pennsylvania. Call (888) 322-5722 for availability. | EA | N/A | N/A | 187.8625 | All Commercial Customers | 0% | 5% | 5% | 178.4694 | 179.818 | 6-11 of Same Item 10% off ¦ 12+ of same Item 15% off | 7 days | Destination | USA
540-3 | Qorpak | GLC-04995 | QP-GLC-04995 | N/A | Glass Vials, Clear Screw Top, 5 dram (20mL), Rubber Lined, case/72 | Clear vials offer maximum visibility. Made of Type I Borosilicate glass, providing exceptional resistance to heat shock and chemical leaching. The glass is non-porous and has no catalytic affect. Because the boron oxide particles in the glass are so small, the silicate is held more closely together, resulting in a much stronger glass for your laboratory needs. Attached 24-400 Black Phenolic caps with 14B White rubber liners are autoclavable. This liner is FDA approved for food and pharmaceutical applications. Excellent properties of resilience, resistance to moisture vapor and relatively low gas transmission. Old Part# QP-2508D, New Part# QP-GLC-04995. Typically ships from Pennsylvania. Call (888) 322-5722 for availability. | EA | N/A | N/A | 84 | All Commercial Customers | 0% | 5% | 5% | 79.8 | 80.403 | 6-11 of Same Item 10% off ¦ 12+ of same Item 15% off | 7 days | Destination | USA
540-3 | Qorpak | GLC-04996 | QP-GLC-04996 | N/A | Clear Glass Jar, Black Aluminum Foil Lined Cap, 4oz, case/24 | 60 x 69mm. Straight Sided Round Jar, 4oz (120ml) Clear with 58-400 Black Phenolic Pulp/Aluminum Foil Lined Cap attached. Clear / Flint Straight Sided Round Jars are designed without shoulders for maximum storage capacity and content visibility.Attached 58-400 Black Phenolic (Thermoset) pulp/aluminum foil lined caps are typically used for food applications. Free of odor and taste problems. Also can be used for non-acid, non-alkaline products. Great for organic solvents, chrome cleaners, brake fluids and mineral oils. Typically ships from Pennsylvania. Call (888) 322-5722 for availability.Bottle Material: Type 3 Soda Lime Glass | EA | N/A | N/A | 41.16 | All Commercial Customers | 0% | 5% | 5% | 39.102 | 39.3975 | 6-11 of Same Item 10% off ¦ 12+ of same Item 15% off | 7 days | Destination | USA
540-3 | Qorpak | GLC-04997 | QP-GLC-04997 | N/A | Clear Glass Jar, 8oz, Black Aluminum Foil Lined Cap, case/24 | Straight Sided Round Glass Jar, 8oz (240ml) Clear with 70-400 Black Phenolic Pulp/Aluminum Foil Lined Cap attached, 73 x 89mm. Clear / Flint Straight Sided Round Jars are designed without shoulders for maximum storage capacity and content visibility.Attached 70-400 black Phenolic (Thermoset) pulp/aluminum foil lined caps are typically used for food applications. Free of odor and taste problems. Also can be used for non-acid, non-alkaline products. Great for organic solvents, chrome cleaners, brake fluids and mineral oils. Typically ships from Pennsylvania. Call (888) 322-5722 for availability.Bottle Material: Type 3 Soda Lime Glass | EA | N/A | N/A | 57.47 | All Commercial Customers | 0% | 5% | 5% | 54.5965 | 55.0091 | 6-11 of Same Item 10% off ¦ 12+ of same Item 15% off | 7 days | Destination | USA
540-3 | Qorpak | GLC-05080 | QP-GLC-05080 | N/A | Glass Vials, Clear Screw Top, 10 dram, Cap/ PTFE Disc, case/144 | 27.75"m x 95mm, 10 dram Clear Borosilicate Vial with attached 24-400 Black PP Cap & PTFE Disc. Kapt&reg; sample containers are fully assembled and ready for your own cleaning procedure. Attached 24-400 Black Polypropylene cap with PTFE disc. Clear screw thread (except 60ml size) vials are packed in blue plastic corrugate to reduce carton dust. Old Part# QP-2V40QEDC, New Part# QP-GLC-05080. Typically ships from Pennsylvania. Call (888) 322-5722 for availability. | EA | N/A | N/A | 197.8725 | All Commercial Customers | 0% | 5% | 5% | 187.9789 | 189.3994 | 6-11 of Same Item 10% off ¦ 12+ of same Item 15% off | 7 days | Destination | USA
540-3 | Qorpak | GLC-05165 | QP-GLC-05165 | N/A | Glass Vials, Clear Screw Top, 3 dram, 14B Rubber Lined Cap, case/144 | Clear vials offer maximum visibility. Made of Type I Borosilicate glass, providing exceptional resistance to heat shock and chemical leaching. The glass is non-porous and has no catalytic affect. Because the boron oxide particles in the glass are so small, the silicate is held more closely together, resulting in a much stronger glass for your laboratory needs. Attached 15-425 Black Phenolic caps with 14B White rubber liners are autoclavable. This liner is FDA approved for food and pharmaceutical applications. Excellent properties of resilience, resistance to moisture vapor and relatively low gas transmission. Old Part# QP-2504D, New Part# QP-GLC-05165. Typically ships from Pennsylvania. Call (888) 322-5722 for availability. | EA | N/A | N/A | 124.0225 | All Commercial Customers | 0% | 5% | 5% | 117.8214 | 118.7117 | 6-11 of Same Item 10% off ¦ 12+ of same Item 15% off | 7 days | Destination | USA
540-3 | Qorpak | GLC-05167 | QP-GLC-05167 | N/A | Glass Vials, Clear Screw Top 6 dram,14B Rubber Lined Cap, case/72 | Clear vials offer maximum visibility. Made of Type I Borosilicate glass, providing exceptional resistance to heat shock and chemical leaching. The glass is non-porous and has no catalytic affect. Because the boron oxide particles in the glass are so small, the silicate is held more closely together, resulting in a much stronger glass for your laboratory needs. Attached 24-400 Black Phenolic caps with 14B White rubber liners are autoclavable. This liner is FDA approved for food and pharmaceutical applications. Excellent properties of resilience, resistance to moisture vapor and relatively low gas transmission. Old Part# QP-2509D, New Part# QP-GLC-05167. Typically ships from Pennsylvania. Call (888) 322-5722 for availability. | EA | N/A | N/A | 92.785 | All Commercial Customers | 0% | 5% | 5% | 88.1458 | 88.8118 | 6-11 of Same Item 10% off ¦ 12+ of same Item 15% off | 7 days | Destination | USA
540-3 | Qorpak | GLC-05180 | QP-GLC-05180 | N/A | Glass Vials, Amber Screw Top, 10 dram, Black Cap/ PTFE Disc, case/144 | 40 mL (10 dram) Amber Glass Vials, Black PP Cap & PTFE Disc. Amber vials offer protection from harmful light and UV rays for light sensitive products. Made of Type I Borosilicate glass, providing exceptional resistance to heat shock and chemical leaching. The glass is non-porous and has no catalytic affect. Because the boron oxide particles in the glass are so small, the silicate is held more closely together, resulting in a much stronger glass for your laboratory needs. Attached 24-400 polypropylene caps with .015" PTFE disc offer excellent chemical compatibility. The PTFE disc is chemically inert and heat resistant. Polypropylene caps are known for impact strength, cost effectiveness, and pliability. Old Part# QP-2V42QEDC, New Part# QP-GLC-05180. Typically ships from Pennsylvania. Call (888) 322-5722 for availability. | EA | N/A | N/A | 205.9925 | All Commercial Customers | 0% | 5% | 5% | 195.6929 | 197.1717 | 6-11 of Same Item 10% off ¦ 12+ of same Item 15% off | 7 days | Destination | USA
540-3 | Qorpak | GLC-05181 | QP-GLC-05181 | N/A | Glass Vials, Amber Screw Top, 10 dram, Black Rubber Lined Cap, case/144 | 40 mL (10 dram) Amber Glass Vials, Autoclavable Rubber Lined Caps. Amber vials offer protection from harmful light and UV rays for light sensitive products. Made of Type I Borosilicate glass, providing exceptional resistance to heat shock and chemical leaching. The glass is non-porous and has no catalytic affect. Because the boron oxide particles in the glass are so small, the silicate is held more closely together, resulting in a much stronger glass for your laboratory needs. Attached 24-400 Black Phenolic caps with 14B White rubber liners are autoclavable. This liner is FDA approved for food and pharmaceutical applications. Excellent properties of resilience, resistance to moisture vapor and relatively low gas transmission. Old Part# QP-2518D, New Part# QP-GLC-05181. Typically ships from Pennsylvania. Call (888) 322-5722 for availability. | EA | N/A | N/A | 210.28 | All Commercial Customers | 0% | 5% | 5% | 199.766 | 201.2756 | 6-11 of Same Item 10% off ¦ 12+ of same Item 15% off | 7 days | Destination | USA
540-3 | Qorpak | GLC-05641 | QP-GLC-05641 | N/A | Clear Glass Jar, 32oz, White PE Foam Lined Cap, case/12 | 95 x 170mm. Straight Sided Round Jar, 32oz (960ml) Clear with 89-400 White PP SturdeeSeal&reg; PE Foam Lined Cap attached. Clear / Flint Straight Sided Round Jars are designed without shoulders for maximum storage capacity and content visibility.Attached 89-400 White polypropylene SturdeeSeal&reg; PE Foam Lined Caps are known for good impact strength, cost effectiveness, and pliability. These polypropylene closures with foamed polyethylene liners have excellent sealing characteristics and offer good chemical resistance including acids, alcohols, alkalis, aqueous products, cosmetics, household oils and solvents. Typically ships from Pennsylvania. Call (888) 322-5722 for availability.Bottle Material: Type 3 Soda Lime Glass | EA | N/A | N/A | 36.1375 | All Commercial Customers | 0% | 5% | 5% | 34.3306 | 34.5901 | 6-11 of Same Item 10% off ¦ 12+ of same Item 15% off | 7 days | Destination | USA
540-3 | Qorpak | GLC-05646 | QP-GLC-05646 | N/A | Glass Vials, Amber Screw Top, 5 dram, Black Cap/ PTFE Disc, Cleaned/ Certified, case/80 | 20 mL (5 dram) Amber Glass Vials with a 24-414 white polypropylene cap & PTFE disc, Cleaned & Certified for Volatiles Level 3. Amber vials offer protection from harmful light and UV rays for light sensitive products. Made of Type I Borosilicate glass, providing exceptional resistance to heat shock and chemical leaching. The glass is non-porous and has no catalytic affect. Because the boron oxide particles in the glass are so small, the silicate is held more closely together, resulting in a much stronger glass for your laboratory needs. Typically ships from Pennsylvania. Call (888) 322-5722 for availability.Note: 3-6 week lead time on all Cleaned glassware. | EA | N/A | N/A | 156.94 | All Commercial Customers | 0% | 5% | 5% | 149.093 | 150.2196 | 6-11 of Same Item 10% off ¦ 12+ of same Item 15% off | 7 days | Destination | USA
540-3 | Qorpak | GLC-05649 | QP-GLC-05649 | N/A | Clear Straight Sided Round, 16oz, White Foam Lined Cap, case/12 | 91 x 96mm. Straight Sided Round Jar, 16oz (480ml) Clear with 89-400 White PP SturdeeSeal&reg; PE Foam Lined Cap attached. Clear / Flint Straight Sided Round Jars are designed without shoulders for maximum storage capacity and content visibility.Attached PP SturdeeSeal&reg; PE Foam Lined Caps are known for good impact strength, cost effectiveness, and pliability. These polypropylene closures with foamed polyethylene liners have excellent sealing characteristics and offer good chemical resistance including acids, alcohols, alkalis, aqueous products, cosmetics, household oils and solvents. Typically ships from Pennsylvania. Call (888) 322-5722 for availability. | EA | N/A | N/A | 32.2525 | All Commercial Customers | 0% | 5% | 5% | 30.6399 | 30.8714 | 6-11 of Same Item 10% off ¦ 12+ of same Item 15% off | 7 days | Destination | USA
540-3 | Qorpak | GLC-05723 | QP-GLC-05723 | N/A | Clear Round Dropper Bottles, 1oz, Glass Dropper Assembly, case/48 | Clear glass dropper bottle with black Phenolic hole cap and 20-400 Black Polypropylene Glass Dropper Assembly attached. Typically ships from Pennsylvania. Call (888) 322-5722 for availability. | EA | N/A | N/A | 91.3325 | All Commercial Customers | 0% | 5% | 5% | 86.7659 | 87.4215 | 6-11 of Same Item 10% off ¦ 12+ of same Item 15% off | 7 days | Destination | USA
540-3 | Qorpak | GLC-05724 | QP-GLC-05724 | N/A | Clear Round Dropper Bottles, 2oz, Glass Dropper Assembly, case/24 | Clear glass dropper bottle with black Phenolic hole cap and 20-400 Black Polypropylene Glass Dropper Assembly attached. Typically ships from Pennsylvania. Call (888) 322-5722 for availability. | EA | N/A | N/A | 59.08 | All Commercial Customers | 0% | 5% | 5% | 56.126 | 56.5501 | 6-11 of Same Item 10% off ¦ 12+ of same Item 15% off | 7 days | Destination | USA
540-3 | Qorpak | GLC-05725 | QP-GLC-05725 | N/A | Amber Round Dropper Bottles, 2oz, Glass Dropper Assembly, case/24 | 60mL Amber round dropper bottles with 20-400 Black Polypropylene Glass Dropper Assembly attached. Round Dropper Bottles are supplied with attached glass dropper assemblies. Dropper Bottles are ideal for dispensing small amounts of liquid. They feature black polypropylene closures, rubber bulbs and straight point glass dropper tubes. Available in Amber or Clear glass. Typically ships from Pennsylvania. Call (888) 322-5722 for availability. | EA | N/A | N/A | 62.6675 | All Commercial Customers | 0% | 5% | 5% | 59.5341 | 59.984 | 6-11 of Same Item 10% off ¦ 12+ of same Item 15% off | 7 days | Destination | USA
540-3 | Qorpak | GLC-05726 | QP-GLC-05726 | N/A | Clear Round Dropper Bottles, Glass Dropper Assembly, 4oz, case/24 | Clear glass dropper bottle with 22-400 Black Polypropylene Glass Dropper Assembly attached. Typically ships from Pennsylvania. Call (888) 322-5722 for availability. | EA | N/A | N/A | 72.52 | All Commercial Customers | 0% | 5% | 5% | 68.894 | 69.4146 | 6-11 of Same Item 10% off ¦ 12+ of same Item 15% off | 7 days | Destination | USA
540-3 | Qorpak | GLC-05727 | QP-GLC-05727 | N/A | Amber Round Dropper Bottles, 4oz, Glass Dropper Assembly, case/24 | 120mL Amber round dropper bottles with 22-400 Black Polypropylene Glass Dropper Assembly attached. Round Dropper Bottles are supplied with attached glass dropper assemblies. Dropper Bottles are ideal for dispensing small amounts of liquid. They feature black polypropylene closures, rubber bulbs and straight point glass dropper tubes. Available in Amber or Clear glass. Typically ships from Pennsylvania. Call (888) 322-5722 for availability. | EA | N/A | N/A | 78.05 | All Commercial Customers | 0% | 5% | 5% | 74.1475 | 74.7078 | 6-11 of Same Item 10% off ¦ 12+ of same Item 15% off | 7 days | Destination | USA
540-3 | Qorpak | GLC-05728 | QP-GLC-05728 | N/A | Clear Tall Glass Jar, 16oz, Green PTFE Lined Cap, case/12 | 69 x 169mm. Tall Straight Sided Jar, 16oz (480ml) Clear with 63-400 Green Thermoset F217 & PTFE Lined Cap attached. Clear / Flint Tall Straight Sided Round Jars are ideal for sampling and are designed without shoulders to provide maximum storage and visibility.Attached green Thermoset (phenolic) are known for providing the widest range of chemical compatibility and for being the most temperature tolerant of plastic closures. The color green easily identifies the PTFE liner system. Foam backed PTFE liners resist attack from virtually all chemicals at room temperature and provides resilience for a tight seal with a low moisture transmission rate. F217 has a low density foam core between two solid layers of LDPE. Uses include analytical lab samples, high purity chemicals, strong acids solvents, environmental samples, pharmaceuticals, and diagnostic reagents. Thermoset closures cannot be remelted after they are formed. Common Thermoset cap resins include urea, phenolic, and melamine. Typically ships from Pennsylvania. Call (888) 322-5722 for availability.Bottle Material: Type 3 Soda Lime Glass | EA | N/A | N/A | 48.58 | All Commercial Customers | 0% | 5% | 5% | 46.151 | 46.4997 | 6-11 of Same Item 10% off ¦ 12+ of same Item 15% off | 7 days | Destination | USA
540-3 | Qorpak | GLC-05729 | QP-GLC-05729 | N/A | Safety Coated Wide Mouth Glass Jar, 64oz, PTFE Lined Cap, case/6 | The wide opening on Safety Coated Clear Standard Wide Mouth Bottles make them the ideal general purpose bottle for solid sampling, 124 x 214mm. Reduce breakage and lab mishaps with the clear plastisol coating to protect your employees.Attached green Thermoset (phenolic) are known for providing the widest range of chemical compatibility and for being the most temperature tolerant of plastic closures. The color green easily identifies the PTFE liner system. Foam backed PTFE liners resist attack from virtually all chemicals at room temperature and provides resilience for a tight seal with a low moisture transmission rate. F217 has a low density foam core between two solid layers of LDPE. Uses include analytical lab samples, high purity chemicals, strong acids solvents, environmental samples, pharmaceuticals, and diagnostic reagents. Note: There is a 3-6 week lead time on most safety coated bottles. Typically ships from Pennsylvania. Call (888) 322-5722 for availability. Neck Size 83-400, for lab samples, high purity chemicals, strong acids/ solvents, and pharmaceuticalsBottle Material: Type 3 Soda Lime Glass | EA | N/A | N/A | 104.16 | All Commercial Customers | 0% | 5% | 5% | 98.952 | 99.6997 | 6-11 of Same Item 10% off ¦ 12+ of same Item 15% off | 7 days | Destination | USA
540-3 | Qorpak | GLC-05731 | QP-GLC-05731 | N/A | Safety Coated Wide Mouth Glass Jar, 128oz, PTFE Lined Cap, case/4 | Dimensions: 157mm x 256mm with a 89-400 Neck Finish. Safety Coated (Plastic Coated) Clear Boston Rounds offer maximum visibility and sample integrity. If the glass breaks, the Plastisol coating contains the substance in the bottle long enough to allow for proper disposal. These bottles are slip and impact resistant, making them the perfect bottle for handling volatile substances. The wide opening on these bottles make them the ideal general purpose bottle for solid sampling. Reduce breakage and lab mishaps with the clear Plastisol coating to protect your employees. Attached Green Thermoset Caps with F217 PTFE Liners provide a wide range of chemical compatibility and temperature tolerance. The foam backed PTFE resists attack from virtually all chemicals at room temperature and provides resilience for a tight seal. Thermoset closures cannot be remelted after they are formed. Common Thermoset cap resins include urea, phenolic, and melamine. Typically ships from Pennsylvania. Call (888) 322-5722 for availability.Bottle Material: Type 3 Soda Lime Glass | EA | N/A | N/A | 135.45 | All Commercial Customers | 0% | 5% | 5% | 128.6775 | 129.6499 | 6-11 of Same Item 10% off ¦ 12+ of same Item 15% off | 7 days | Destination | USA
540-3 | Qorpak | GLC-05918 | QP-GLC-05918 | N/A | Clear Glass Jars, 6oz, Black Vinyl Lined Cap, case/24 | 65 x 79mm. Straight Sided Round Jar, 6oz (180ml) Clear with 63-400 Black Phenolic Pulp/Vinyl Lined Cap attached. Clear / Flint Straight Sided Round Jars are designed without shoulders for maximum storage capacity and content visibility.Attached black Phenolic (Thermoset) caps with pulp/vinyl liners are perfect for general use. The liner is made of a vinyl coating applied to high density polyethylene coated paper and then it is laminated to pulpboard. This general purpose liner is commonly used for food, beverage, medical and chemical applications packed at less than 120&deg; F., including mild acids, alkalis, solvents, alcohols, oils and aqueous products; not recommended for active hydrocarbons or bleaches. Old Part# QP-7745, New Part# QP-GLC-05918. Typically ships from Pennsylvania. Call (888) 322-5722 for availability.Bottle Material: Type 3 Soda Lime Glass | EA | N/A | N/A | 46.655 | All Commercial Customers | 0% | 5% | 5% | 44.3223 | 44.6572 | 6-11 of Same Item 10% off ¦ 12+ of same Item 15% off | 7 days | Destination | USA
540-3 | Qorpak | GLC-05919 | QP-GLC-05919 | N/A | Clear Glass Jars, Green PTFE Lined Cap, 6oz, case/24 | Straight Sided Round Jar, 6oz (180ml) Clear with 63-400 Green Thermoset F217 & PTFE Lined Cap attached, 65 x 79mm. Clear / Flint Straight Sided Round Jars are designed without shoulders for maximum storage capacity and content visibility.Attached green Thermoset (Phenolic) are known for providing the widest range of chemical compatibility and for being the most temperature tolerant of plastic closures. The color green easily identifies the PTFE liner system. Foam backed PTFE liners resist attack from virtually all chemicals at room temperature and provides resilience for a tight seal with a low moisture transmission rate. F217 has a low density foam core between two solid layers of LDPE. Uses include analytical lab samples, high purity chemicals, strong acids solvents, environmental samples, pharmaceuticals, and diagnostic reagents. Thermoset closures cannot be remelted after they are formed. Common Thermoset cap resins include urea, phenolic, and melamine. Old Part# QP-7945, New Part# QP-GLC-05919. Typically ships from Pennsylvania. Call (888) 322-5722 for availability.Bottle Material: Type 3 Soda Lime Glass | EA | N/A | N/A | 76.1075 | All Commercial Customers | 0% | 5% | 5% | 72.3021 | 72.8485 | 6-11 of Same Item 10% off ¦ 12+ of same Item 15% off | 7 days | Destination | USA
540-3 | Qorpak | GLC-05924 | QP-GLC-05924 | N/A | Amber Wide Mouth Glass Bottles, 1250mL, PTFE Lined Cap, case/6 | Amber Wide Mouth Packer, 1250mL, Green PTFE Lined Caps. Amber Packers protect your sample from UV rays and are ideal for light sensitive products. Packer bottles are ideal for general laboratory use for liquid storage & sampling. They feature a round body, rounded shoulders and wide mouth opening. These environmentally sensitive bottles help eliminate waste and help to insure product integrity for long term storage. Attached 70-400 Green Thermoset Caps with F217 PTFE Liners provide a wide range of chemical compatibility and temperature tolerance. The foam backed PTFE resists attack from virtually all chemicals at room temperature and provides resilience for a tight seal. Thermoset closures cannot be remelted after they are formed. Common Thermoset cap resins include urea, phenolic, and melamine. Old Part# QP-7937, New Part# QP-GLC-05924. Typically ships from Pennsylvania. Call (888) 322-5722 for availability.Bottle Material: Type 3 Soda Lime Glass | EA | N/A | N/A | 44.625 | All Commercial Customers | 0% | 5% | 5% | 42.3937 | 42.7141 | 6-11 of Same Item 10% off ¦ 12+ of same Item 15% off | 7 days | Destination | USA
540-3 | Qorpak | GLC-05926 | QP-GLC-05926 | N/A | Amber Wide Mouth Glass Jar, 1250mL, Vinyl Lined Cap, case/6 | Amber Packers protect your sample from UV rays and are ideal for light sensitive products. Packer bottles are ideal for general laboratory use for liquid storage & sampling. They feature a round body, rounded shoulders and wide mouth opening. These environmentally sensitive bottles help eliminate waste and help to insure product integrity for long term storage. Attached 70-400 Black Phenolic caps with pulp and vinyl liners are perfect for general use. The liner is made of a vinyl coating applied to high density polyethylene coated paper and then it is laminated to pulpboard. This general purpose liner is commonly used for food, beverage, medical and chemical applications packed at less than 120 degrees Fahrenheit. Old Part# QP-7737, New Part# QP-GLC-05926. Typically ships from Pennsylvania. Call (888) 322-5722 for availability.Bottle Material: Type 3 Soda Lime Glass | EA | N/A | N/A | 33.495 | All Commercial Customers | 0% | 5% | 5% | 31.8203 | 32.0607 | 6-11 of Same Item 10% off ¦ 12+ of same Item 15% off | 7 days | Destination | USA
540-3 | Qorpak | GLC-05941 | QP-GLC-05941 | N/A | Amber Wide Mouth Glass Bottles, 2500mL, PTFE Lined Cap, case/12 | 84oz (2,500ml) Amber Wide Mouth Packer with 70-400 Green Thermoset and PTFE Caps attached. Amber Packers protect your sample from UV rays and are ideal for light sensitive products. Packer bottles are ideal for general laboratory use for liquid storage & sampling. They feature a round body, rounded shoulders and wide mouth opening. These environmentally sensitive bottles help eliminate waste and help to insure product integrity for long term storage. Attached 70-400 Green Thermoset Caps with F217 PTFE Liners provide a wide range of chemical compatibility and temperature tolerance. The foam backed PTFE resists attack from virtually all chemicals at room temperature and provides resilience for a tight seal. Thermoset closures cannot be remelted after they are formed. Common Thermoset cap resins include urea, phenolic, and melamine. Old Part# QP-7936, New Part# QP-GLC-05941. Typically ships from Pennsylvania. Call (888) 322-5722 for availability.Bottle Material: Type 3 Soda Lime Glass | EA | N/A | N/A | 178.43 | All Commercial Customers | 0% | 5% | 5% | 169.5085 | 170.7894 | 6-11 of Same Item 10% off ¦ 12+ of same Item 15% off | 7 days | Destination | USA
540-3 | Qorpak | GLC-05942 | QP-GLC-05942 | N/A | Amber Wide Mouth Glass Bottles, 2500mL, Vinyl Lined Cap, case/12 | 84oz (2,500ml) Amber Wide Mouth Packer with 70-400 Black Phenolic Pulp/Vinyl Lined Cap attached. Amber Packers protect your sample from UV rays and are ideal for light sensitive products. Packer bottles are ideal for general laboratory use for liquid storage & sampling. They feature a round body, rounded shoulders and wide mouth opening. These environmentally sensitive bottles help eliminate waste and help to insure product integrity for long term storage. Attached Black Phenolic caps with pulp and vinyl liners are perfect for general use. The liner is made of a vinyl coating applied to high density polyethylene coated paper and then it is laminated to pulpboard. This general purpose liner is commonly used for food, beverage, medical and chemical applications packed at less than 120 degrees Fahrenheit. Old Part# QP-7736, New Part# QP-GLC-05942. Typically ships from Pennsylvania. Call (888) 322-5722 for availability.Bottle Material: Type 3 Soda Lime Glass | EA | N/A | N/A | 147.035 | All Commercial Customers | 0% | 5% | 5% | 139.6832 | 140.7388 | 6-11 of Same Item 10% off ¦ 12+ of same Item 15% off | 7 days | Destination | USA
540-3 | Qorpak | GLC-06029 | QP-GLC-06029 | N/A | Glass Vials, Amber Screw Top, 1 dram, PTFE Lined Cap, Vacuum/ Ionized, case/144 | 15mm x 45mm Neck Size 13-425, for lab samples, high purity chemicals, strong acids/ solvents, and pharmaceuticals 4 mL (1 dram) Amber Borosilicate Vials, Green Thermoset F217 PTFE Lined Cap, Vacuum & Ionized. Amber vials offer protection from harmful light and UV rays for light sensitive products. Made of Type I Borosilicate glass, providing exceptional resistance to heat shock and chemical leaching. The glass is non-porous and has no catalytic affect. Because the boron oxide particles in the glass are so small, the silicate is held more closely together, resulting in a much stronger glass for your laboratory needs. Thermoset closures cannot be remelted after they are formed. Common Thermoset cap resins include urea, phenolic, and melamine. Typically ships from Pennsylvania. Call (888) 322-5722 for availability. | EA | N/A | N/A | 155.2425 | All Commercial Customers | 0% | 5% | 5% | 147.4804 | 148.5948 | 6-11 of Same Item 10% off ¦ 12+ of same Item 15% off | 7 days | Destination | USA
540-3 | Qorpak | GLC-06030 | QP-GLC-06030 | N/A | Glass Vials, Amber Screw Top, 2 dram, PTFE Lined Cap, Vacuum/ Ionized, case/144 | 17mm x 60mm Neck Size 15-425, for lab samples, high purity chemicals, strong acids/ solvents, and pharmaceuticals 7.5 mL (2 dram) Amber Borosilicate Vials, Green Thermoset F217 PTFE Lined Cap, Vacuum & Ionized. Amber vials offer protection from harmful light and UV rays for light sensitive products. Made of Type I Borosilicate glass, providing exceptional resistance to heat shock and chemical leaching. The glass is non-porous and has no catalytic affect. Because the boron oxide particles in the glass are so small, the silicate is held more closely together, resulting in a much stronger glass for your laboratory needs. Thermoset closures cannot be remelted after they are formed. Common Thermoset cap resins include urea, phenolic, and melamine. Typically ships from Pennsylvania. Call (888) 322-5722 for availability. | EA | N/A | N/A | 166.5475 | All Commercial Customers | 0% | 5% | 5% | 158.2201 | 159.4157 | 6-11 of Same Item 10% off ¦ 12+ of same Item 15% off | 7 days | Destination | USA
540-3 | Qorpak | GLC-06031 | QP-GLC-06031 | N/A | Glass Vials, Amber Screw Top, 4 dram, PTFE Lined Cap, Vacuum/ Ionized, case/144 | 15 mL (4 dram) Amber Borosilicate Vials, Green Thermoset F217 PTFE Lined Cap, Vacuum & Ionized. Amber vials offer protection from harmful light and UV rays for light sensitive products. Made of Type I Borosilicate glass, providing exceptional resistance to heat shock and chemical leaching. The glass is non-porous and has no catalytic affect. 15 mL (4 dram) Amber Borosilicate Vials, Green Thermoset F217 PTFE Lined Cap, Vacuum & Ionized. Amber vials offer protection from harmful light and UV rays for light sensitive products. Made of Type I Borosilicate glass, providing exceptional resistance to heat shock and chemical leaching. The glass is non-porous and has no catalytic affect. Because the boron oxide particles in the glass are so small, the silicate is held more closely together, resulting in a much stronger glass for your laboratory needs. Thermoset closures cannot be remelted after they are formed. Common Thermoset cap resins include urea, phenolic, and melamine. Typically ships from Pennsylvania. Call (888) 322-5722 for availability. 21mm x 70mm Neck Size 18-400, for lab samples, high purity chemicals, strong acids/ solvents, and pharmaceuticals. | EA | N/A | N/A | 207.9525 | All Commercial Customers | 0% | 5% | 5% | 197.5549 | 199.0477 | 6-11 of Same Item 10% off ¦ 12+ of same Item 15% off | 7 days | Destination | USA
540-3 | Qorpak | GLC-06545 | QP-GLC-06545 | N/A | Clear Tall Glass Jar, 8oz, White PE Foam Lined Cap, case/24 | Tall Straight Sided Jar, 8oz (240ml) Clear with 58-400 White PP SturdeeSeal&reg; PE Foam Lined Cap attached, 57 x 137mm. Clear / Flint Tall Straight Sided Round Jars are ideal for sampling and are designed without shoulders to provide maximum storage and visibility. Attached 58-400 Polypropylene SturdeeSeal&reg; PE Foam Lined Caps are known for good impact strength, cost effectiveness, and pliability. These polypropylene closures with foamed polyethylene liners have excellent sealing characteristics and offer good chemical resistance including acids, alcohols, alkalis, aqueous products, cosmetics, household oils and solvents. Typically ships from Pennsylvania. Call (888) 322-5722 for availability. Bottle Material: Type 3 Soda Lime Glass | EA | N/A | N/A | 40.565 | All Commercial Customers | 0% | 5% | 5% | 38.5367 | 38.828 | 6-11 of Same Item 10% off ¦ 12+ of same Item 15% off | 7 days | Destination | USA
540-3 | Qorpak | GLC-06546 | QP-GLC-06546 | N/A | Clear Tall Glass Jar, 16oz, White PE Foam Lined Cap, case/12 | 69 x 169mm. Tall Straight Sided Jar, 16oz (480ml) Clear with 63-400 White PP SturdeeSeal&reg; PE Foam Lined Cap attached. Clear / Flint Tall Straight Sided Round Jars are ideal for sampling and are designed without shoulders to provide maximum storage and visibility. Attached 63-400 PP SturdeeSeal&reg; PE Foam Lined Caps are known for good impact strength, cost effectiveness, and pliability. These polypropylene closures with foamed polyethylene liners have excellent sealing characteristics and offer good chemical resistance including acids, alcohols, alkalis, aqueous products, cosmetics, household oils and solvents. Typically ships from Pennsylvania. Call (888) 322-5722 for availability.Bottle Material: Type 3 Soda Lime Glass | EA | N/A | N/A | 27.44 | All Commercial Customers | 0% | 5% | 5% | 26.068 | 26.265 | 6-11 of Same Item 10% off ¦ 12+ of same Item 15% off | 7 days | Destination | USA
540-3 | Qorpak | GLC-06614 | QP-GLC-06614 | N/A | Clear Glass Jars, 4oz, White PE Foam Lined Cap, case/24 | 60 x 69mm. Straight Sided Round Jar, 4oz (120ml) Clear with 58-400 White PP SturdeeSeal&reg; PE Foam Lined Cap attached. Clear / Flint Straight Sided Round Jars are designed without shoulders for maximum storage capacity and content visibility. Attached 58-400 PP SturdeeSeal&reg; PE Foam Lined Caps are known for good impact strength, cost effectiveness, and pliability. These polypropylene closures with foamed polyethylene liners have excellent sealing characteristics and offer good chemical resistance including acids, alcohols, alkalis, aqueous products, cosmetics, household oils and solvents. Typically ships from Pennsylvania. Call (888) 322-5722 for availability.Bottle Material: Type 3 Soda Lime Glass | EA | N/A | N/A | 33.04 | All Commercial Customers | 0% | 5% | 5% | 31.388 | 31.6252 | 6-11 of Same Item 10% off ¦ 12+ of same Item 15% off | 7 days | Destination | USA
540-3 | Qorpak | GLC-06786 | QP-GLC-06786 | N/A | Glass Vials, Amber Screw Top 1/2 dram, PTFE Lined Cap, case/144 | Amber Borosilicate Vial, 12mm x 35mm with Green 8-425 PTFE-lined caps, for lab samples, high purity chemicals, strong acids/ solvents, and pharmaceuticals 1.85 mL (1/2 dram) Amber Glass Vials, Green PTFE-Lined Caps. Amber vials offer protection from harmful light and UV rays for light sensitive products. Made of Type I Borosilicate glass, providing exceptional resistance to heat shock and chemical leaching. The glass is non-porous and has no catalytic affect. Because the boron oxide particles in the glass are so small, the silicate is held more closely together, resulting in a much stronger glass for your laboratory needs. Attached Green Thermoset Caps with F217 PTFE Liners provide a wide range of chemical compatibility and temperature tolerance. The foam backed PTFE resists attack from virtually all chemicals at room temperature and provides resilience for a tight seal. Thermoset closures cannot be remelted after they are formed. Common Thermoset cap resins include urea, phenolic, and melamine. Typically ships from Pennsylvania. Call (888) 322-5722 for availability. | EA | N/A | N/A | 136.5525 | All Commercial Customers | 0% | 5% | 5% | 129.7249 | 130.7052 | 6-11 of Same Item 10% off ¦ 12+ of same Item 15% off | 7 days | Destination | USA
540-3 | Qorpak | GLC-06787 | QP-GLC-06787 | N/A | Glass Vials, Amber Screw Top, 1 dram (4mL, 1/8oz), PTFE Lined Cap, case/144 | 15mm x 45mm Neck size 13-425, for lab samples, high purity chemicals, strong acids/ solvents, and pharmaceuticals 4 mL (1 dram) Amber Glass Vials, Green PTFE-Lined Caps. Amber vials offer protection from harmful light and UV rays for light sensitive products. Made of Type I Borosilicate glass, providing exceptional resistance to heat shock and chemical leaching. The glass is non-porous and has no catalytic affect. Because the boron oxide particles in the glass are so small, the silicate is held more closely together, resulting in a much stronger glass for your laboratory needs. Attached Green Thermoset Caps with F217 PTFE Liners provide a wide range of chemical compatibility and temperature tolerance. The foam backed PTFE resists attack from virtually all chemicals at room temperature and provides resilience for a tight seal. Thermoset closures cannot be remelted after they are formed. Common Thermoset cap resins include urea, phenolic, and melamine. Typically ships from Pennsylvania. Call (888) 322-5722 for availability. | EA | N/A | N/A | 138.145 | All Commercial Customers | 0% | 5% | 5% | 131.2377 | 132.2295 | 6-11 of Same Item 10% off ¦ 12+ of same Item 15% off | 7 days | Destination | USA
540-3 | Qorpak | GLC-06788 | QP-GLC-06788 | N/A | Glass Vials, Amber Screw Top, 2 dram (8ml, 1/4 oz), PTFE Lined Cap, case/144 | 17mm x 60mm Neck size 15-425, for lab samples, high purity chemicals, strong acids/ solvents, and pharmaceuticals 7.5 mL (2 dram) Amber Glass Vials, Green PTFE-Lined Caps. Amber vials offer protection from harmful light and UV rays for light sensitive products. Made of Type I Borosilicate glass, providing exceptional resistance to heat shock and chemical leaching. The glass is non-porous and has no catalytic affect. Because the boron oxide particles in the glass are so small, the silicate is held more closely together, resulting in a much stronger glass for your laboratory needs. Attached Green Thermoset Caps with F217 PTFE Liners provide a wide range of chemical compatibility and temperature tolerance. The foam backed PTFE resists attack from virtually all chemicals at room temperature and provides resilience for a tight seal. Thermoset closures cannot be remelted after they are formed. Common Thermoset cap resins include urea, phenolic, and melamine. Typically ships from Pennsylvania. Call (888) 322-5722 for availability. | EA | N/A | N/A | 131.5475 | All Commercial Customers | 0% | 5% | 5% | 124.9701 | 125.9145 | 6-11 of Same Item 10% off ¦ 12+ of same Item 15% off | 7 days | Destination | USA
540-3 | Qorpak | GLC-06789 | QP-GLC-06789 | N/A | Glass Vials, Amber Screw Top, 4 dram (16ml, 1/2 oz), PTFE Lined Cap, case/144 | 15 mL (4 dram) Amber Glass Vials, Green PTFE-Lined Caps. Amber vials offer protection from harmful light and UV rays for light sensitive products. Made of Type I Borosilicate glass, providing exceptional resistance to heat shock and chemical leaching. The glass is non-porous and has no catalytic affect. 15 mL (4 dram) Amber Glass Vials, Green PTFE-Lined Caps. Amber vials offer protection from harmful light and UV rays for light sensitive products. Made of Type I Borosilicate glass, providing exceptional resistance to heat shock and chemical leaching. The glass is non-porous and has no catalytic affect. Because the boron oxide particles in the glass are so small, the silicate is held more closely together, resulting in a much stronger glass for your laboratory needs.Attached Green Thermoset Caps with F217 PTFE Liners provide a wide range of chemical compatibility and temperature tolerance. The foam backed PTFE resists attack from virtually all chemicals at room temperature and provides resilience for a tight seal. Thermoset closures cannot be remelted after they are formed. Common Thermoset cap resins include urea, phenolic, and melamine. Typically ships from Pennsylvania. Call (888) 322-5722 for availability. 21mm x 70mm, with a Neck size 18-400, for lab samples, high purity chemicals, strong acids/ solvents, and pharmaceuticals | EA | N/A | N/A | 190.645 | All Commercial Customers | 0% | 5% | 5% | 181.1127 | 182.4814 | 6-11 of Same Item 10% off ¦ 12+ of same Item 15% off | 7 days | Destination | USA
540-3 | Qorpak | GLC-06982 | QP-GLC-06982 | N/A | Clear Glass Jug, 64oz, White Metal PE Lined Cap, case/6 | 124 x 265mm. 64oz (1,920 ml) - (approximately 2 liter) Clear Glass Jug, White Metal Pulp/PE Lined Cap attached. Clear Jugs with molded finger grips are the perfect storage solution for large quantities of liquid. Glass is inert and protects against gas and product permeation. Clear class provides maximum visibility and sample integrity.Attached 38-400 White Pulp/Polyethylene Lined Metal Caps are a great general purpose closure. They are ideal for powders and non-acidic food products and consumer products such as jar candles and honey. Metal caps offer the widest range of temperature tolerances and are very resistant to fracture from impact. Metal caps are great for industrial and food applications. A metal closure is manufactured from either steel (coated with anti-corrosive coating of either chromeplate or tinplate) or aluminum. These bottles have a high shipping cost due to their large size and weight. Our online shipping calculator will provide a shipping cost based on our main shipping hub. If you prefer to receive a ship quote from the closest possible location, please call us at (888) 322-5722. Typically ships from Pennsylvania. Call (888) 322-5722 for availability.Bottle Material: Type 3 Soda Lime Glass | EA | N/A | N/A | 35.2625 | All Commercial Customers | 0% | 5% | 5% | 33.4994 | 33.7525 | 6-11 of Same Item 10% off ¦ 12+ of same Item 15% off | 7 days | Destination | USA
540-3 | Qorpak | GLC-07015 | QP-GLC-07015 | N/A | Glass Vials, Amber Screw Top, 1/2 dram, PTFE Lined Cap, Vacuum/ Ionized, case/144 | 2 mL (1/2 dram) Amber Borosilicate Vials, 8-425 Green Thermoset F217 PTFE Lined Cap, Vacuum & Ionized. Amber vials offer protection from harmful light and UV rays for light sensitive products. Made of Type I Borosilicate glass, providing exceptional resistance to heat shock and chemical leaching. The glass is non-porous and has no catalytic affect. Because the boron oxide particles in the glass are so small, the silicate is held more closely together, resulting in a much stronger glass for your laboratory needs. Thermoset closures cannot be remelted after they are formed. Common Thermoset cap resins include urea, phenolic, and melamine. Typically ships from Pennsylvania. Call (888) 322-5722 for availability. | EA | N/A | N/A | 146.0725 | All Commercial Customers | 0% | 5% | 5% | 138.7689 | 139.8175 | 6-11 of Same Item 10% off ¦ 12+ of same Item 15% off | 7 days | Destination | USA
540-3 | Qorpak | GLC-07294 | QP-GLC-07294 | N/A | Glass Vials, Amber Screw Top, 1 dram, 13-425 Green PTFE Lined Cap, Cleaned, case/144 | 15mm x 45mm Neck Size 13-425, for lab samples, high purity chemicals, strong acids/ solvents, and pharmaceuticals 4 mL (1 dram) Amber Vials, Green Thermoset F217 PTFE Lined Cap, Cleaned for Volatiles Level 2. Amber vials offer protection from harmful light and UV rays for light sensitive products. Made of Type I Borosilicate glass, providing exceptional resistance to heat shock and chemical leaching. The glass is non-porous and has no catalytic affect. Because the boron oxide particles in the glass are so small, the silicate is held more closely together, resulting in a much stronger glass for your laboratory needs. Thermoset closures cannot be remelted after they are formed. Common Thermoset cap resins include urea, phenolic, and melamine. Typically ships from Pennsylvania. Call (888) 322-5722 for availability. | EA | N/A | N/A | 223.6675 | All Commercial Customers | 0% | 5% | 5% | 212.4841 | 214.0898 | 6-11 of Same Item 10% off ¦ 12+ of same Item 15% off | 7 days | Destination | USA
540-3 | Qorpak | GLC-07429 | QP-GLC-07429 | N/A | Clear Glass Jar, 2oz, White Linerless Cap, case/24 | Straight Sided Round Jar, 2oz (60ml) Clear with 53-400 White PP Unlined Cap attached, 55 x 49mm. Clear / Flint Straight Sided Round Jars are designed without shoulders for maximum storage capacity and content visibility. Attached unlined white polypropylene caps are known for good impact strength, cost effectiveness, and pliability. These caps are autoclavable & are suitable for many dry products. Typically ships from Pennsylvania. Call (888) 322-5722 for availability.Bottle Material: Type 3 Soda Lime Glass | EA | N/A | N/A | 29.33 | All Commercial Customers | 0% | 5% | 5% | 27.8635 | 28.0741 | 6-11 of Same Item 10% off ¦ 12+ of same Item 15% off | 7 days | Destination | USA
540-3 | Qorpak | GLC-07430 | QP-GLC-07430 | N/A | Clear Glass Jar, 4oz, White Linerless Cap, case/24 | 60 x 69mm. Straight Sided Round Jar, 4oz (120ml) Clear with 58-400 White PP Unlined Cap attached. Clear / Flint Straight Sided Round Jars are designed without shoulders for maximum storage capacity and content visibility. Attached unlined white polypropylene caps are known for good impact strength, cost effectiveness, and pliability. These caps are autoclavable & are suitable for many dry products. Typically ships from Pennsylvania. Call (888) 322-5722 for availability.Bottle Material: Type 3 Soda Lime Glass | EA | N/A | N/A | 31.29 | All Commercial Customers | 0% | 5% | 5% | 29.7255 | 29.9501 | 6-11 of Same Item 10% off ¦ 12+ of same Item 15% off | 7 days | Destination | USA
540-3 | Qorpak | GLC-07863 | QP-GLC-07863 | N/A | Glass Vials, Clear Screw Top, 15 dram, Hole Cap, PTFE/Silicone Septa, case/72 | 27.5mm x 140mm, 15 dram Clear Borosilicate Vial with attached 24-410 Green PP Hole Cap & PTFE/Silicone Septa. 60mL (15 dram) Clear Glass Vials offer maximum visibility. Made of Type I Borosilicate glass, providing exceptional resistance to heat shock and chemical leaching. The glass is non-porous and has no catalytic affect. Because the boron oxide particles in the glass are so small, the silicate is held more closely together, resulting in a much stronger glass for your laboratory needs. Attached polypropylene hole caps are known for good impact strength, cost effectiveness, and pliability. The PTFE PTFE/Silicone septa resists coring and is recommended when multiple injections are required. This .125" septa has excellent resealing qualities.NOTE: There is a 4 week lead time on these vials. Typically ships from Pennsylvania. Call (888) 322-5722 for availability. | EA | N/A | N/A | 217.0525 | All Commercial Customers | 0% | 5% | 5% | 206.1999 | 207.7581 | 6-11 of Same Item 10% off ¦ 12+ of same Item 15% off | 7 days | Destination | USA
540-3 | Qorpak | GLC-07868 | QP-GLC-07868 | N/A | Glass Vials, Amber Screw Top Tall 15 dram, Hole Cap, Cleaned, case/72 | 60 mL (15 dram) Amber Tall Vials, 24-400 Green polypropylene Hole Cap with PTFE PTFE/Silicone Septa, Cleaned for Volatiles Level 2. Amber vials offer protection from harmful light and UV rays for light sensitive products. Made of Type I Borosilicate glass, providing exceptional resistance to heat shock and chemical leaching. The glass is non-porous and has no catalytic affect. Because the boron oxide particles in the glass are so small, the silicate is held more closely together, resulting in a much stronger glass for your laboratory needs.NOTE: There is a 4-6 week lead time on these vials. Typically ships from Pennsylvania. Call (888) 322-5722 for availability. | EA | N/A | N/A | 280.35 | All Commercial Customers | 0% | 5% | 5% | 266.3325 | 268.3451 | 6-11 of Same Item 10% off ¦ 12+ of same Item 15% off | 7 days | Destination | USA
540-3 | Qorpak | GLC-07869 | QP-GLC-07869 | N/A | Glass Vials, Amber Screw Top Tall 15 dram, Hole Cap, Cleaned/ Certified, case/72 | 60 mL (15 dram) Amber Tall Vials, 24-400 Green polypropylene Hole Cap & PTFE PTFE/Silicone Septa, Cleaned & Certified for Volatiles Level 3. Amber vials offer protection from harmful light and UV rays for light sensitive products. Made of Type I Borosilicate glass, providing exceptional resistance to heat shock and chemical leaching. The glass is non-porous and has no catalytic affect. Because the boron oxide particles in the glass are so small, the silicate is held more closely together, resulting in a much stronger glass for your laboratory needs.NOTE: There is a 4-6 week lead time on these vials. Typically ships from Pennsylvania. Call (888) 322-5722 for availability. | EA | N/A | N/A | 302.435 | All Commercial Customers | 0% | 5% | 5% | 287.3132 | 289.4844 | 6-11 of Same Item 10% off ¦ 12+ of same Item 15% off | 7 days | Destination | USA
540-3 | Qorpak | GLC-07876 | QP-GLC-07876 | N/A | Glass Vials, Clear Screw Top 15 dram, Green PTFE Lined Cap, case/72 | 60mL (15 dram) Clear Glass Vials offer maximum visibility. Made of Type I Borosilicate glass, providing exceptional resistance to heat shock and chemical leaching. The glass is non-porous and has no catalytic affect. Because the boron oxide particles in the glass are so small, the silicate is held more closely together, resulting in a much stronger glass for your laboratory needs. Attached 24-400 Green Thermoset Caps with F217 PTFE Liners provide a wide range of chemical compatibility and temperature tolerance. The foam backed PTFE resists attack from virtually all chemicals at room temperature and provides resilience for a tight seal. Thermoset closures cannot be remelted after they are formed. Common Thermoset cap resins include urea, phenolic, and melamine.NOTE: There is a 4 week lead time on these vials. Typically ships from Pennsylvania. Call (888) 322-5722 for availability. | EA | N/A | N/A | 213.185 | All Commercial Customers | 0% | 5% | 5% | 202.5258 | 204.0562 | 6-11 of Same Item 10% off ¦ 12+ of same Item 15% off | 7 days | Destination | USA
540-3 | Qorpak | GLC-07877 | QP-GLC-07877 | N/A | Glass Vials, Clear Screw Top 15 dram, Vinyl Lined Cap, case/72 | 60mL (15 dram) Clear Glass Vials offer maximum visibility. Made of Type I Borosilicate glass, providing exceptional resistance to heat shock and chemical leaching. The glass is non-porous and has no catalytic affect. Because the boron oxide particles in the glass are so small, the silicate is held more closely together, resulting in a much stronger glass for your laboratory needs. Attached 24-400 Black Thermoset (Phenolic) caps with pulp and vinyl liners are perfect for general use. The liner is made of a vinyl coating applied to high density polyethylene coated paper and then it is laminated to pulpboard. This general purpose liner is commonly used for food, beverage, medical and chemical applications packed at less than 120 degrees Fahrenheit.NOTE: There is a 4 week lead time on these vials. Typically ships from Pennsylvania. Call (888) 322-5722 for availability. | EA | N/A | N/A | 192.745 | All Commercial Customers | 0% | 5% | 5% | 183.1078 | 184.4914 | 6-11 of Same Item 10% off ¦ 12+ of same Item 15% off | 7 days | Destination | USA
540-3 | Qorpak | GLC-07878 | QP-GLC-07878 | N/A | Glass Vials, Clear Screw Top 15 dram, Poly Cone Lined Cap, case/72 | 60mL (15 dram) Clear Glass Vials offer maximum visibility. Made of Type I Borosilicate glass, providing exceptional resistance to heat shock and chemical leaching. The glass is non-porous and has no catalytic affect. Because the boron oxide particles in the glass are so small, the silicate is held more closely together, resulting in a much stronger glass for your laboratory needs. Attached 24-400 Black Thermoset Phenolic caps with Polyseal cone liners form an exceptionally tight seal and offer a good chemical barrier. This liner molds itself around the sealing areas of the finish as the cap is screwed on, virtually eliminating leakage, evaporation, contamination, binding and backing off.NOTE: There is a 4 week lead time on these vials. Typically ships from Pennsylvania. Call (888) 322-5722 for availability. | EA | N/A | N/A | 201.845 | All Commercial Customers | 0% | 5% | 5% | 191.7527 | 193.2018 | 6-11 of Same Item 10% off ¦ 12+ of same Item 15% off | 7 days | Destination | USA
540-3 | Qorpak | GLC-07879 | QP-GLC-07879 | N/A | Glass Vials, Clear Screw Top 15 dram, Rubber Lined Cap, case/72 | 60mL (15 dram) Clear Glass Vials offer maximum visibility. Made of Type I Borosilicate glass, providing exceptional resistance to heat shock and chemical leaching. The glass is non-porous and has no catalytic affect. Because the boron oxide particles in the glass are so small, the silicate is held more closely together, resulting in a much stronger glass for your laboratory needs. Attached 24-400 Black Phenolic Thermoset caps with 14B White rubber liners are autoclavable. This liner is FDA approved for food and pharmaceutical applications. Excellent properties of resilience, resistance to moisture vapor and relatively low gas transmission.NOTE: There is a 4 week lead time on these vials. Typically ships from Pennsylvania. Call (888) 322-5722 for availability. | EA | N/A | N/A | 204.575 | All Commercial Customers | 0% | 5% | 5% | 194.3463 | 195.8149 | 6-11 of Same Item 10% off ¦ 12+ of same Item 15% off | 7 days | Destination | USA
540-3 | Qorpak | GLC-07881 | QP-GLC-07881 | N/A | Glass Vials, Amber Screw Top, 15 dram, PTFE Lined Cap, case/72 | 60 mL (15 dram) Amber Glass Vials, Green PTFE-Lined Caps. Amber vials offer protection from harmful light and UV rays for light sensitive products. Made of Type I Borosilicate glass, providing exceptional resistance to heat shock and chemical leaching. The glass is non-porous and has no catalytic affect. Because the boron oxide particles in the glass are so small, the silicate is held more closely together, resulting in a much stronger glass for your laboratory needs. Attached 24-400 Green Thermoset Caps with F217 PTFE Liners provide a wide range of chemical compatibility and temperature tolerance. The foam backed PTFE resists attack from virtually all chemicals at room temperature and provides resilience for a tight seal. Thermoset closures cannot be remelted after they are formed. Common Thermoset cap resins include urea, phenolic, and melamine.NOTE: There is a 4 week lead time on these vials. Typically ships from Pennsylvania. Call (888) 322-5722 for availability. | EA | N/A | N/A | 241.3775 | All Commercial Customers | 0% | 5% | 5% | 229.3086 | 231.0414 | 6-11 of Same Item 10% off ¦ 12+ of same Item 15% off | 7 days | Destination | USA
540-3 | Qorpak | GLC-08767 | QP-GLC-08767 | N/A | Glass Vials, Amber Screw Top Glass Compound, 1/3 dram, PTFE Caps, case/144 | Amber Borosilicate Glass Compound Vials, 14.75mm x 22mm, for lab samples, high purity chemicals, strong acids/ solvents, and pharmaceuticals 1.25 mL (0.33 dram) Amber Compound Vials, Green PTFE Lined Caps. Low profile for greater stability, wide mouth for ease of sampling, these Amber Compound Vials are excellent for small quantities of compounds. Caps are included (not assembled). 13-425 Green Thermoset (Phenolic) are known for providing the widest range of chemical compatibility and for being the most temperature tolerant of plastic closures. The color green easily identifies the PTFE liner system. Foam backed PTFE liners resist attack from virtually all chemicals at room temperature and provides resilience for a tight seal with a low moisture transmission rate. F217 has a low density foam core between two solid layers of LDPE. Uses include analytical lab samples, high purity chemicals, strong acids solvents, environmental samples, pharmaceuticals, and diagnostic reagents. Thermoset closures cannot be remelted after they are formed. Common Thermoset cap resins include urea, phenolic, and melamine. Typically ships from Pennsylvania. Call (888) 322-5722 for availability. | EA | N/A | N/A | 121.835 | All Commercial Customers | 0% | 5% | 5% | 115.7433 | 116.6179 | 6-11 of Same Item 10% off ¦ 12+ of same Item 15% off | 7 days | Destination | USA
540-3 | Qorpak | GLC-08768 | QP-GLC-08768 | N/A | Glass Vials, Amber Screw Top Glass Compound, 1/2 dram, PTFE Lined Caps, case/144 | Amber Borosilicate Glass Compound Vials,14.75mm x 26mm Neck Size 13-425, for lab samples, high purity chemicals, strong acids/ solvents, and pharmaceuticals 1.85 mL (0.5 dram) Amber Compound Vials, Green PTFE Lined Caps. Low profile for greater stability, wide mouth for ease of sampling, these Amber Compound Vials are excellent for small quantities of compounds. Caps are included (not assembled). Attached 13-425 Green Thermoset (Phenolic) are known for providing the widest range of chemical compatibility and for being the most temperature tolerant of plastic closures. The color green easily identifies the PTFE liner system. Foam backed PTFE liners resist attack from virtually all chemicals at room temperature and provides resilience for a tight seal with a low moisture transmission rate. F217 has a low density foam core between two solid layers of LDPE. Uses include analytical lab samples, high purity chemicals, strong acids solvents, environmental samples, pharmaceuticals, and diagnostic reagents. Thermoset closures cannot be remelted after they are formed. Common Thermoset cap resins include urea, phenolic, and melamine. Typically ships from Pennsylvania. Call (888) 322-5722 for availability. | EA | N/A | N/A | 121.94 | All Commercial Customers | 0% | 5% | 5% | 115.843 | 116.7184 | 6-11 of Same Item 10% off ¦ 12+ of same Item 15% off | 7 days | Destination | USA
540-3 | Qorpak | GLC-08818 | QP-GLC-08818 | N/A | Safety Coated Glass Jugs, 4L (3,840mL), PTFE Lined Cap, case/4 | 128 ounce (3840 mL) Safety Coated Clear Glass Acid Jug with PTFE lined caps, 166 x 293mm. Safety Coated (Plastic Coated) Glass Jugs offer maximum visibility and sample integrity. If the glass breaks, the plastisol coating contains the substance in the bottle long enough to allow for proper disposal. These bottles are slip and impact resistant, making them the perfect bottle for handling volatile substances. The wide opening on these bottles make them the ideal general purpose bottle for solid sampling. Reduce breakage and lab mishaps with the clear plastisol coating to protect your employees. Attached 38-400 Green Thermoset F217 & PTFE Lined Caps are known for providing the widest range of chemical compatibility and for being the most temperature tolerant of plastic closures. The color green easily identifies the PTFE liner system. Foam backed PTFE liners resist attack from virtually all chemicals at room temperature and provides resilience for a tight seal with a low moisture transmission rate. F217 has a low density foam core between two solid layers of LDPE. Uses include analytical lab samples, high purity chemicals, strong acids solvents, environmental samples, pharmaceuticals, and diagnostic reagents.Note: There is a 3-6 week lead time on most safety coated bottles. Typically ships from Pennsylvania. Call (888) 322-5722 for availability.Bottle Material: Type 3 Soda Lime Glass | EA | N/A | N/A | 106.9775 | All Commercial Customers | 0% | 5% | 5% | 101.6286 | 102.3966 | 6-11 of Same Item 10% off ¦ 12+ of same Item 15% off | 7 days | Destination | USA
540-3 | Qorpak | GLC-10063 | QP-GLC-10063 | N/A | Clear Glass Jars, 60mL, White PE Foam Lined Cap, 2oz, case/24 | 55 x 49mm. Straight Sided Round Jar, 2oz (60ml) Clear with 53-400 White PP SturdeeSeal&reg; PE Foam Lined Cap attached. Clear / Flint Straight Sided Round Jars are designed without shoulders for maximum storage capacity and content visibility.Attached 53-400 PP SturdeeSeal&reg; PE Foam Lined Caps are known for good impact strength, cost effectiveness, and pliability. These polypropylene closures with foamed polyethylene liners have excellent sealing characteristics and offer good chemical resistance including acids, alcohols, alkalis, aqueous products, cosmetics, household oils and solvents. Typically ships from Pennsylvania. Call (888) 322-5722 for availability.Bottle Material: Type 3 Soda Lime Glass | EA | N/A | N/A | 28.6125 | All Commercial Customers | 0% | 5% | 5% | 27.1819 | 27.3873 | 6-11 of Same Item 10% off ¦ 12+ of same Item 15% off | 7 days | Destination | USA
540-3 | Qorpak | GLC-11319 | QP-GLC-11319 | N/A | Ultra Clean 1oz (30ml) Amber Boston Round, 20-400 Green PTFE Lined Cap, case/432 | Ultra Clean 1oz (30ml) Amber Boston Round with 20-400 Green Thermoset F217 & PTFE Lined Cap attached. 33 x 79mm Amber Boston Rounds, Ultra Clean. Ultra Cleaned containers feature a proprietary cleaning process that removes up to 99.5% of particles that are 5 microns and larger. Designed for those needing containers cleaned for general lab use or fluid sampling. The typical cleanliness level for containers less than 100ml is less than 200 particles per container that are larger than 5 microns. For larger containers, the typical cleanliness level is less than 2 particles/ml that are larger than 5 microns. Containers are quality controlled and process certified. For cleaned containers for pharmaceutical and medical device use, lower particle count applications, or for containers that require a certification of analysis, please inquire about our custom cleaned containers. Please note: Precleaned items are not returnable. | EA | N/A | N/A | 2449.598 | All Commercial Customers | 0% | 5% | 5% | 2327.1181 | 2344.7034 | 6-11 of Same Item 10% off ¦ 12+ of same Item 15% off | 7 days | Destination | USA
540-3 | Qorpak | GLC-13070 | QP-GLC-13070 | N/A | Oval Glass Pharmacy Bottles, Vinyl Lined Caps, 6 oz, case/48 | 6 ounce Clear Glass Oval Prescription Ware Bottles are graduated in milliliters and ounces with attached black phenolic cap and pulp/vinyl liner.6 oz Amber Glass Pharmacy Bottles (Cough Syrup or Liquid Prescription Containers). Clear Graduated Oval with 24-400 Black Phenolic Pulp/Vinyl Cap attached. Not child resistant. /p> Style: Prescription Ware Bottle Size: 41 x 134mm Color: ClearMaterial: Glass Attached Cap: Black Phenolic Pulp/Vinyl Lined CapCapacity/Volume: 6oz (180ml) | EA | N/A | N/A | 145.8625 | All Commercial Customers | 0% | 5% | 5% | 138.5694 | 139.6165 | 6-11 of Same Item 10% off ¦ 12+ of same Item 15% off | 7 days | Destination | USA
540-11 | Qorpak | PLA-03149 | QP-PLA-03149 | N/A | HDPE Narrow Mouth Lab Style, 1oz, 20-415 Natural Linerless Cap, case/72 | Narrow Mouth HDPE Lab Style Bottles are supplied with linerless polypropylene caps. Excellent chemical resistance and the leak resistant closure make these ideal for storing, shipping and packaging liquids for long periods. HDPE bottles are ideal for high-speed filling, demanding pharmaceutical specifications and the rough handling of interstate shipping. Attached linerless white polypropylene caps are known for good impact strength, cost effectiveness, and pliability.Style: Lab Style BottleCapacity/Volume: 1 ounce (30 mL)Dimensions: 34 x 58mmColor: NaturalMaterial: HDPENeck Finish: 20-415Attached Cap: Natural Polypropylene Linerless Cap. Typically ships from Pennsylvania. Call (888) 322-5722 for availability.Bottle Material: Type 3 Soda Lime Glass | EA | N/A | N/A | 84.3675 | All Commercial Customers | 0% | 5% | 5% | 80.1491 | 80.7548 | 6-11 of Same Item 10% off ¦ 12+ of same Item 15% off | 7 days | Destination | USA
540-11 | Qorpak | PLA-03153 | QP-PLA-03153 | N/A | HDPE Narrow Mouth Lab Style, 24-415 Natural Linerless Cap, 4oz, case/72 | Narrow Mouth HDPE Lab Style Bottles are supplied with linerless polypropylene caps. Excellent chemical resistance and the leak resistant closure make these ideal for storing, shipping and packaging liquids for long periods. HDPE bottles are ideal for high-speed filling, demanding pharmaceutical specifications and the rough handling of interstate shipping. Attached linerless white polypropylene caps are known for good impact strength, cost effectiveness, and pliability.Style: Lab Style BottleCapacity/Volume: 4 ounce (120 mL)Dimensions: 51 x 98mmColor: NaturalMaterial: HDPENeck Finish: 24-415Attached Cap: Natural Polypropylene Linerless Cap. Typically ships from Pennsylvania. Call (888) 322-5722 for availability. | EA | N/A | N/A | 91.8225 | All Commercial Customers | 0% | 5% | 5% | 87.2314 | 87.8906 | 6-11 of Same Item 10% off ¦ 12+ of same Item 15% off | 7 days | Destination | USA
540-11 | Qorpak | PLA-03155 | QP-PLA-03155 | N/A | HDPE Narrow Mouth Lab Style, 24-415 Natural Linerless Cap, 8oz, case/72 | Narrow Mouth HDPE Lab Style Bottles are supplied with linerless polypropylene caps. Excellent chemical resistance and the leak resistant closure make these ideal for storing, shipping and packaging liquids for long periods. HDPE bottles are ideal for high-speed filling, demanding pharmaceutical specifications and the rough handling of interstate shipping. Attached linerless white polypropylene caps are known for good impact strength, cost effectiveness, and pliability.Style: Lab Style BottleCapacity/Volume: 8 ounce (240 mL)Dimensions: 61 x 131mmColor: NaturalMaterial: HDPENeck Finish: 24-415Attached Cap: Natural Polypropylene Linerless Cap. Typically ships from Pennsylvania. Call (888) 322-5722 for availability. | EA | N/A | N/A | 137.13 | All Commercial Customers | 0% | 5% | 5% | 130.2735 | 131.2579 | 6-11 of Same Item 10% off ¦ 12+ of same Item 15% off | 7 days | Destination | USA
540-11 | Qorpak | PLA-03157 | QP-PLA-03157 | N/A | HDPE Narrow Mouth Lab Style, 16oz, 28-415 Natural Linerless Cap, case/48 | Narrow Mouth HDPE Lab Style Bottles are supplied with linerless polypropylene caps. Excellent chemical resistance and the leak resistant closure make these ideal for storing, shipping and packaging liquids for long periods. HDPE bottles are ideal for high-speed filling, demanding pharmaceutical specifications and the rough handling of interstate shipping. Attached linerless white polypropylene caps are known for good impact strength, cost effectiveness, and pliability.Style: Lab Style BottleCapacity/Volume: 16 ounce (480 mL)Dimensions: 73 x 168mmColor: NaturalMaterial: HDPENeck Finish: 28-415Attached Cap: Natural Polypropylene Linerless Cap. Typically ships from Pennsylvania. Call (888) 322-5722 for availability. | EA | N/A | N/A | 130.2175 | All Commercial Customers | 0% | 5% | 5% | 123.7066 | 124.6414 | 6-11 of Same Item 10% off ¦ 12+ of same Item 15% off | 7 days | Destination | USA
540-11 | Qorpak | PLA-03159 | QP-PLA-03159 | N/A | HDPE Narrow Mouth Lab Style, 38-430 Natural Linerless Cap, 32oz, case/24 | Narrow Mouth HDPE Lab Style Bottles are supplied with linerless polypropylene caps. Excellent chemical resistance and the leak resistant closure make these ideal for storing, shipping and packaging liquids for long periods. HDPE bottles are ideal for high-speed filling, demanding pharmaceutical specifications and the rough handling of interstate shipping. Attached linerless white polypropylene caps are known for good impact strength, cost effectiveness, and pliability.Style: Lab Style BottleCapacity/Volume: 32 ounce (960 mL)Dimensions: 91 x 213mmColor: NaturalMaterial: HDPENeck Finish: 38-430Attached Cap: Natural Polypropylene Linerless Cap. Typically ships from Pennsylvania. Call (888) 322-5722 for availability. | EA | N/A | N/A | 106.4525 | All Commercial Customers | 0% | 5% | 5% | 101.1299 | 101.8941 | 6-11 of Same Item 10% off ¦ 12+ of same Item 15% off | 7 days | Destination | USA
540-11 | Qorpak | PLA-03168 | QP-PLA-03168 | N/A | HDPE Wide Mouth Lab Style, 1oz, 28-415 Natural Linerless Cap, case/72 | Wide Mouth HDPE Lab Style Bottles are supplied with linerless polypropylene caps. Excellent chemical resistance and the leak resistant closure make these ideal for storing, shipping and packaging liquids for long periods. HDPE bottles are ideal for high-speed filling, demanding pharmaceutical specifications and the rough handling of interstate shipping. Attached linerless white polypropylene caps are known for good impact strength, cost effectiveness, and pliability.Style: Lab Style BottleCapacity/Volume: 1 ounce (30 mL)Dimensions: 34 x 60mmColor: NaturalMaterial: HDPENeck Finish: 28-415Attached Cap: Natural Polypropylene Linerless Cap. Typically ships from Pennsylvania. Call (888) 322-5722 for availability. | EA | N/A | N/A | 88.76 | All Commercial Customers | 0% | 5% | 5% | 84.322 | 84.9592 | 6-11 of Same Item 10% off ¦ 12+ of same Item 15% off | 7 days | Destination | USA
540-11 | Qorpak | PLA-03170 | QP-PLA-03170 | N/A | HDPE Wide Mouth Lab Style, 28-415 Natural Linerless Cap, 2oz, case/72 | Wide Mouth HDPE Lab Style Bottles are supplied with linerless polypropylene caps. Excellent chemical resistance and the leak resistant closure make these ideal for storing, shipping and packaging liquids for long periods. HDPE bottles are ideal for high-speed filling, demanding pharmaceutical specifications and the rough handling of interstate shipping. Attached linerless white polypropylene caps are known for good impact strength, cost effectiveness, and pliability.Style: Lab Style BottleCapacity/Volume: 2 ounce (60 mL)Dimensions: 39 x 83mmColor: NaturalMaterial: HDPENeck Finish: 28-415Attached Cap: Natural Polypropylene Linerless Cap. Typically ships from Pennsylvania. Call (888) 322-5722 for availability. | EA | N/A | N/A | 90.0025 | All Commercial Customers | 0% | 5% | 5% | 85.5024 | 86.1485 | 6-11 of Same Item 10% off ¦ 12+ of same Item 15% off | 7 days | Destination | USA
540-11 | Qorpak | PLA-03172 | QP-PLA-03172 | N/A | HDPE Wide Mouth Lab Style, 38-415 Natural Linerless Cap, 4oz, case/72 | Wide Mouth HDPE Lab Style Bottles are supplied with linerless polypropylene caps. Excellent chemical resistance and the leak resistant closure make these ideal for storing, shipping and packaging liquids for long periods. HDPE bottles are ideal for high-speed filling, demanding pharmaceutical specifications and the rough handling of interstate shipping. Attached linerless white polypropylene caps are known for good impact strength, cost effectiveness, and pliability.Style: Lab Style BottleCapacity/Volume: 4 ounce (120 mL)Dimensions: 51 x 96mmColor: NaturalMaterial: HDPENeck Finish: 38-415Attached Cap: Natural Polypropylene Linerless Cap. Typically ships from Pennsylvania. Call (888) 322-5722 for availability. | EA | N/A | N/A | 101.6925 | All Commercial Customers | 0% | 5% | 5% | 96.6079 | 97.3379 | 6-11 of Same Item 10% off ¦ 12+ of same Item 15% off | 7 days | Destination | USA
540-11 | Qorpak | PLA-03174 | QP-PLA-03174 | N/A | HDPE Wide Mouth Lab Style, 43-415 Natural Linerless Cap, 8oz, case/72 | Wide Mouth HDPE Lab Style Bottles are supplied with linerless polypropylene caps. Excellent chemical resistance and the leak resistant closure make these ideal for storing, shipping and packaging liquids for long periods. HDPE bottles are ideal for high-speed filling, demanding pharmaceutical specifications and the rough handling of interstate shipping. Attached linerless white polypropylene caps are known for good impact strength, cost effectiveness, and pliability.Style: Lab Style BottleCapacity/Volume: 8 ounce (240 mL)Dimensions: 61 x 127mmColor: NaturalMaterial: HDPENeck Finish: 43-415Attached Cap: Natural Polypropylene Linerless Cap. Typically ships from Pennsylvania. Call (888) 322-5722 for availability. | EA | N/A | N/A | 151.7425 | All Commercial Customers | 0% | 5% | 5% | 144.1554 | 145.2447 | 6-11 of Same Item 10% off ¦ 12+ of same Item 15% off | 7 days | Destination | USA
540-11 | Qorpak | PLA-03176 | QP-PLA-03176 | N/A | HDPE Wide Mouth Lab Style, 16oz, 53-415 Natural Linerless Cap, case/48 | Wide Mouth HDPE Lab Style Bottles are supplied with linerless polypropylene caps. Excellent chemical resistance and the leak resistant closure make these ideal for storing, shipping and packaging liquids for long periods. HDPE bottles are ideal for high-speed filling, demanding pharmaceutical specifications and the rough handling of interstate shipping. Attached linerless white polypropylene caps are known for good impact strength, cost effectiveness, and pliability.Style: Lab Style BottleCapacity/Volume: 16 ounce (480 mL)Dimensions: 73 x 164mmColor: NaturalMaterial: HDPENeck Finish: 53-415Attached Cap: Natural Polypropylene Linerless Cap. Typically ships from Pennsylvania. Call (888) 322-5722 for availability. | EA | N/A | N/A | 144.3925 | All Commercial Customers | 0% | 5% | 5% | 137.1729 | 138.2094 | 6-11 of Same Item 10% off ¦ 12+ of same Item 15% off | 7 days | Destination | USA
540-11 | Qorpak | PLA-03178 | QP-PLA-03178 | N/A | HDPE Wide Mouth Lab Style, 63-415 Unlined Cap, 32oz, case/24 | Wide Mouth HDPE Lab Style Bottles are supplied with linerless polypropylene caps. Excellent chemical resistance and the leak resistant closure make these ideal for storing, shipping and packaging liquids for long periods. HDPE bottles are ideal for high-speed filling, demanding pharmaceutical specifications and the rough handling of interstate shipping. Attached linerless white polypropylene caps are known for good impact strength, cost effectiveness, and pliability.Style: Lab Style BottleCapacity/Volume: 32 ounce (960 mL)Dimensions: 91 x 195mmColor: NaturalMaterial: HDPENeck Finish: 63-415Attached Cap: Natural Polypropylene Linerless Cap. Typically ships from Pennsylvania. Call (888) 322-5722 for availability. | EA | N/A | N/A | 118.0725 | All Commercial Customers | 0% | 5% | 5% | 112.1689 | 113.0165 | 6-11 of Same Item 10% off ¦ 12+ of same Item 15% off | 7 days | Destination | USA
540-11 | Qorpak | PLA-03245 | QP-PLA-03245 | N/A | White HDPE F-Style Jug, 128oz, 38-400 neck finish, jug only, case/6 | White HDPE F-Style jugs are ideal for environmental applications. The molded panel allows for easy label application. These HDPE jugs provide an excellent moisture barrier and are impact resistant. They are ideal for high-speed filling, demanding pharmaceutical specifications and the rough handling of interstate shipping. Space saving rectangular shape. Purchase closures separately. Old Part# QP-3073, New Part# QP-PLA-03245. Typically ships from Pennsylvania. Call (888) 322-5722 for availability. | EA | N/A | N/A | 20.58 | All Commercial Customers | 0% | 5% | 5% | 19.551 | 19.6987 | 6-11 of Same Item 10% off ¦ 12+ of same Item 15% off | 7 days | Destination | USA
540-11 | Qorpak | PLA-03248 | QP-PLA-03248 | N/A | White HDPE F-Style Jug, 16oz, 33-400 neck finish, case/240 | White HDPE F-Style jugs are ideal for environmental applications. The molded panel allows for easy label application. These HDPE jugs provide an excellent moisture barrier and are impact resistant. They are ideal for high-speed filling, demanding pharmaceutical specifications and the rough handling of interstate shipping. Space saving rectangular shape. Purchase closures separately.Please note: This item is oversized and has a billable weight (ship weight) higher than its actual weight. Old Part# QP-3070, New Part# QP-PLA-03248. Typically ships from Pennsylvania. Call (888) 322-5722 for availability. | EA | N/A | N/A | 328.895 | All Commercial Customers | 0% | 5% | 5% | 312.4502 | 314.8113 | 6-11 of Same Item 10% off ¦ 12+ of same Item 15% off | 7 days | Destination | USA
540-11 | Qorpak | PLA-03249 | QP-PLA-03249 | N/A | White HDPE F-Style Jug, 33-400 neck finish, jug only, 32oz, case/120 | White HDPE F-Style jugs are ideal for environmental applications. The molded panel allows for easy label application. These HDPE jugs provide an excellent moisture barrier and are impact resistant. They are ideal for high-speed filling, demanding pharmaceutical specifications and the rough handling of interstate shipping. Space saving rectangular shape. Purchase closures separately.Please note: This item is oversized and has a billable weight (ship weight) higher than its actual weight. Old Part# QP-3071, New Part# QP-PLA-03249. Typically ships from Pennsylvania. Call (888) 322-5722 for availability. | EA | N/A | N/A | 212.8875 | All Commercial Customers | 0% | 5% | 5% | 202.2431 | 203.7714 | 6-11 of Same Item 10% off ¦ 12+ of same Item 15% off | 7 days | Destination | USA
540-11 | Qorpak | PLA-03250 | QP-PLA-03250 | N/A | White HDPE F-Style Jug, 38-400 neck finish, jug only, 64oz, case/60 | White HDPE F-Style jugs are ideal for environmental applications. The molded panel allows for easy label application. These HDPE jugs provide an excellent moisture barrier and are impact resistant. They are ideal for high-speed filling, demanding pharmaceutical specifications and the rough handling of interstate shipping. Space saving rectangular shape. Purchase closures separately.Please note: This item is oversized and has a billable weight (ship weight) higher than its actual weight. Old Part# QP-3072, New Part# QP-PLA-03250. Typically ships from Pennsylvania. Call (888) 322-5722 for availability. | EA | N/A | N/A | 139.44 | All Commercial Customers | 0% | 5% | 5% | 132.468 | 133.469 | 6-11 of Same Item 10% off ¦ 12+ of same Item 15% off | 7 days | Destination | USA
540-11 | Qorpak | PLC-03386 | QP-PLC-03386 | N/A | HDPE Cylinder, 24-410 Green PTFE Lined Cap, 2oz, case/48 | 2 ounce (60 mL) Natural HDPE Cylinder, 24-410 Green Thermoset F217 & PTFE Lined Cap attachedNatural HDPE Commercial Cylinder Bottles are translucent and impact resistant. They provide an excellent moisture barrier. ideal for pharmaceutical applications. Narrow mouth cylinders are perfect for handling liquid samples in the lab. The shoulder style allows you to pour small quantities without spilling. HDPE bottles are ideal for high-speed filling, demanding pharmaceutical specifications and the rough handling of interstate shipping.Attached green Thermoset (phenolic) are known for providing the widest range of chemical compatibility and for being the most temperature tolerant of plastic closures. The color green easily identifies the PTFE liner system. Foam backed PTFE liners resist attack from virtually all chemicals at room temperature and provides resilience for a tight seal with a low moisture transmission rate. F217 has a low density foam core between two solid layers of LDPE. Uses include analytical lab samples, high purity chemicals, strong acids solvents, environmental samples, pharmaceuticals, and diagnostic reagents.Style: Cylinder BottleCapacity/Volume: 2 ounce (60 mL)Dimensions: 29 x 93mmColor: NaturalMaterial: HDPENeck Finish: 24-410Attached Cap: Green Thermoset F217 and PTFE Lined Cap. Typically ships from Pennsylvania. Call (888) 322-5722 for availability. | EA | N/A | N/A | 58.5025 | All Commercial Customers | 0% | 5% | 5% | 55.5774 | 55.9974 | 6-11 of Same Item 10% off ¦ 12+ of same Item 15% off | 7 days | Destination | USA
540-11 | Qorpak | PLC-03391 | QP-PLC-03391 | N/A | HDPE Cylinder, 24-410 White Foam Lined Cap, 2oz, case/48 | 2 ounce (60 mL) Natural HDPE Cylinder, 24-410 White Polypropylene SturdeeSeal&reg; PE Foam Lined Cap attachedNatural HDPE Commercial Cylinder Bottles are translucent and impact resistant. They provide an excellent moisture barrier. ideal for pharmaceutical applications. Narrow mouth cylinders are perfect for handling liquid samples in the lab. The shoulder style allows you to pour small quantities without spilling. HDPE bottles are ideal for high-speed filling, demanding pharmaceutical specifications and the rough handling of interstate shipping.Attached PP SturdeeSeal&reg; PE Foam Lined Caps are known for good impact strength, cost effectiveness, and pliability. These polypropylene closures with foamed polyethylene liners have excellent sealing characteristics and offer good chemical resistance including acids, alcohols, alkalis, aqueous products, cosmetics, household oils and solvents.Style: Cylinder BottleCapacity/Volume: 2 ounce (60 mL)Dimensions: 29 x 93mmColor: NaturalMaterial: HDPENeck Finish: 24-410Attached Cap: White Polypropylene SturdeeSeal&reg; PE Foam Lined Cap. Typically ships from Pennsylvania. Call (888) 322-5722 for availability. | EA | N/A | N/A | 43.225 | All Commercial Customers | 0% | 5% | 5% | 41.0637 | 41.3741 | 6-11 of Same Item 10% off ¦ 12+ of same Item 15% off | 7 days | Destination | USA
540-11 | Qorpak | PLC-03397 | QP-PLC-03397 | N/A | HDPE Cylinder, 24-410 Green PTFE Lined Cap, 4oz, case/48 | 4 ounce (120 mL) Natural HDPE Cylinder, 24-410 Green Thermoset F217 & PTFE Lined Cap attachedNatural HDPE Commercial Cylinder Bottles are translucent and impact resistant. They provide an excellent moisture barrier. ideal for pharmaceutical applications. Narrow mouth cylinders are perfect for handling liquid samples in the lab. The shoulder style allows you to pour small quantities without spilling. HDPE bottles are ideal for high-speed filling, demanding pharmaceutical specifications and the rough handling of interstate shipping.Attached green Thermoset (phenolic) are known for providing the widest range of chemical compatibility and for being the most temperature tolerant of plastic closures. The color green easily identifies the PTFE liner system. Foam backed PTFE liners resist attack from virtually all chemicals at room temperature and provides resilience for a tight seal with a low moisture transmission rate. F217 has a low density foam core between two solid layers of LDPE. Uses include analytical lab samples, high purity chemicals, strong acids solvents, environmental samples, pharmaceuticals, and diagnostic reagents.Style: Cylinder BottleCapacity/Volume: 4 ounce (120 mL)Dimensions: 47 x 124mmColor: NaturalMaterial: HDPENeck Finish: 24-410Attached Cap: Green Thermoset F217 and PTFE Lined Cap. Typically ships from Pennsylvania. Call (888) 322-5722 for availability. | EA | N/A | N/A | 82.915 | All Commercial Customers | 0% | 5% | 5% | 78.7692 | 79.3645 | 6-11 of Same Item 10% off ¦ 12+ of same Item 15% off | 7 days | Destination | USA
540-11 | Qorpak | PLC-03404 | QP-PLC-03404 | N/A | HDPE Cylinder, 24-410 White Foam Lined Cap, 4oz, case/48 | 4 ounce (120 mL) Natural HDPE Cylinder, 24-410 White Polypropylene SturdeeSeal&reg; PE Foam Lined Cap attachedNatural HDPE Commercial Cylinder Bottles are translucent and impact resistant. They provide an excellent moisture barrier. ideal for pharmaceutical applications. Narrow mouth cylinders are perfect for handling liquid samples in the lab. The shoulder style allows you to pour small quantities without spilling. HDPE bottles are ideal for high-speed filling, demanding pharmaceutical specifications and the rough handling of interstate shipping.Attached PP SturdeeSeal&reg; PE Foam Lined Caps are known for good impact strength, cost effectiveness, and pliability. These polypropylene closures with foamed polyethylene liners have excellent sealing characteristics and offer good chemical resistance including acids, alcohols, alkalis, aqueous products, cosmetics, household oils and solvents.Style: Cylinder BottleCapacity/Volume: 4 ounce (120 mL)Dimensions: 47 x 124mmColor: NaturalMaterial: HDPENeck Finish: 24-410Attached Cap: White Polypropylene SturdeeSeal&reg; PE Foam Lined Cap. Typically ships from Pennsylvania. Call (888) 322-5722 for availability. | EA | N/A | N/A | 57.015 | All Commercial Customers | 0% | 5% | 5% | 54.1643 | 54.5736 | 6-11 of Same Item 10% off ¦ 12+ of same Item 15% off | 7 days | Destination | USA
540-11 | Qorpak | PLC-03408 | QP-PLC-03408 | N/A | HDPE Cylinder, 24-410 Green PTFE Lined Cap, 8oz, case/48 | 8 ounce (240 mL) Natural HDPE Cylinder, 24-410 Green Thermoset F217 & PTFE Lined Cap attachedNatural HDPE Commercial Cylinder Bottles are translucent and impact resistant. They provide an excellent moisture barrier. ideal for pharmaceutical applications. Narrow mouth cylinders are perfect for handling liquid samples in the lab. The shoulder style allows you to pour small quantities without spilling. HDPE bottles are ideal for high-speed filling, demanding pharmaceutical specifications and the rough handling of interstate shipping.Attached green Thermoset (phenolic) are known for providing the widest range of chemical compatibility and for being the most temperature tolerant of plastic closures. The color green easily identifies the PTFE liner system. Foam backed PTFE liners resist attack from virtually all chemicals at room temperature and provides resilience for a tight seal with a low moisture transmission rate. F217 has a low density foam core between two solid layers of LDPE. Uses include analytical lab samples, high purity chemicals, strong acids solvents, environmental samples, pharmaceuticals, and diagnostic reagents.Style: Cylinder BottleCapacity/Volume: 8 ounce (240 mL)Dimensions: 51 x 117mmColor: NaturalMaterial: HDPENeck Finish: 24-410Attached Cap: Green Thermoset F217 and PTFE Lined Cap. Typically ships from Pennsylvania. Call (888) 322-5722 for availability. | EA | N/A | N/A | 71.8725 | All Commercial Customers | 0% | 5% | 5% | 68.2789 | 68.7948 | 6-11 of Same Item 10% off ¦ 12+ of same Item 15% off | 7 days | Destination | USA
540-11 | Qorpak | PLC-03413 | QP-PLC-03413 | N/A | HDPE Cylinder, 24-410 White Foam Lined Cap, 8oz, case/48 | 8 ounce (240 mL) Natural HDPE Cylinder, 24-410 White Polypropylene SturdeeSeal&reg; PE Foam Lined Cap attachedNatural HDPE Commercial Cylinder Bottles are translucent and impact resistant. They provide an excellent moisture barrier. ideal for pharmaceutical applications. Narrow mouth cylinders are perfect for handling liquid samples in the lab. The shoulder style allows you to pour small quantities without spilling. HDPE bottles are ideal for high-speed filling, demanding pharmaceutical specifications and the rough handling of interstate shipping.Attached PP SturdeeSeal&reg; PE Foam Lined Caps are known for good impact strength, cost effectiveness, and pliability. These polypropylene closures with foamed polyethylene liners have excellent sealing characteristics and offer good chemical resistance including acids, alcohols, alkalis, aqueous products, cosmetics, household oils and solvents.Style: Cylinder BottleCapacity/Volume: 8 ounce (240 mL)Dimensions: 51 x 117mmColor: NaturalMaterial: HDPENeck Finish: 24-410Attached Cap: White Polypropylene SturdeeSeal&reg; PE Foam Lined Cap. Typically ships from Pennsylvania. Call (888) 322-5722 for availability. | EA | N/A | N/A | 55.755 | All Commercial Customers | 0% | 5% | 5% | 52.9672 | 53.3675 | 6-11 of Same Item 10% off ¦ 12+ of same Item 15% off | 7 days | Destination | USA
540-11 | Qorpak | PLC-03431 | QP-PLC-03431 | N/A | HDPE Spray Bottles, 16oz, 28-400 Sprayer, case/6 | These 16 ounce Trigger Spray Bottles feature a trigger-motion spray that dispensed a spray or stream of liquid from an adjustable nozzle. The translucent HDPE bottles are ideal for general use. HDPE provides an excellent moisture barrier and are impact resistant. The adjustable sprayer permits a versatile spray pattern from a fine mist to coarse spray to jet stream. Ergonomic Polypropylene and HDPE Trigger Sprayer Pump. Polyethylene Nozzle, Valve, Trigger and Piston Polypropylene Trigger, Valve Body, Closure, Dip Tube, Shroud and Retainer Steel ball valve Stainless Steel Spring Polyethylene Foam Gasket Technical Specifications Style:Cylinder Bottle Capacity/Volume:16oz (480ml) Size:61 x 200mm Color:Natural Material:HDPE Neck Finish:28-400 Attached Cap:White PP Trigger Sprayer. Typically ships from Pennsylvania. Call (888) 322-5722 for availability. | EA | N/A | N/A | 25.5325 | All Commercial Customers | 0% | 5% | 5% | 24.2559 | 24.4392 | 6-11 of Same Item 10% off ¦ 12+ of same Item 15% off | 7 days | Destination | USA
540-11 | Qorpak | PLC-03434 | QP-PLC-03434 | N/A | HDPE Cylinder Bottles, 16oz, 28-400 White Foam Lined Cap, case/24 | 16 ounce (480 mL) Natural HDPE Cylinder, 28-400 White Polypropylene SturdeeSeal&reg; PE Foam Lined Cap attachedNatural HDPE Commercial Cylinder Bottles are translucent and impact resistant. They provide an excellent moisture barrier. ideal for pharmaceutical applications. Narrow mouth cylinders are perfect for handling liquid samples in the lab. The shoulder style allows you to pour small quantities without spilling. HDPE bottles are ideal for high-speed filling, demanding pharmaceutical specifications and the rough handling of interstate shipping.Attached PP SturdeeSeal&reg; PE Foam Lined Caps are known for good impact strength, cost effectiveness, and pliability. These polypropylene closures with foamed polyethylene liners have excellent sealing characteristics and offer good chemical resistance including acids, alcohols, alkalis, aqueous products, cosmetics, household oils and solvents.Style: Cylinder BottleCapacity/Volume: 16 ounce (480 mL)Dimensions: 62 x 199mmColor: NaturalMaterial: HDPENeck Finish: 24-410Attached Cap: White Polypropylene SturdeeSeal&reg; PE Foam Lined Cap Old Part# QP-0300-0001, New Part# QP-PLC-03434. Typically ships from Pennsylvania. Call (888) 322-5722 for availability. | EA | N/A | N/A | 56.4725 | All Commercial Customers | 0% | 5% | 5% | 53.6489 | 54.0543 | 6-11 of Same Item 10% off ¦ 12+ of same Item 15% off | 7 days | Destination | USA
540-11 | Qorpak | PLC-03438 | QP-PLC-03438 | N/A | HDPE Spray Bottles, 28-400 White Trigger Sprayer, 32oz, case/12 | These 1 Liter Trigger Spray Bottles feature a trigger-motion spray that dispensed a spray or stream of liquid from an adjustable nozzle. The translucent HDPE bottles are ideal for general use. HDPE provides an excellent moisture barrier and are impact resistant. The adjustable sprayer permits a versatile spray pattern from a fine mist to coarse spray to jet stream.These 1 Liter Trigger Spray Bottles feature a trigger-motion spray that dispensed a spray or stream of liquid from an adjustable nozzle. The translucent HDPE bottles are ideal for general use. HDPE provides an excellent moisture barrier and are impact resistant. The adjustable sprayer permits a versatile spray pattern from a fine mist to coarse spray to jet stream. Technical Specifications Style:Cylinder Bottle Capacity/Volume:32oz (960ml) Size:79 x 238mm Color:Natural Material:HDPE Neck Finish:28-400 Attached Cap:White PP Trigger Sprayer Qty:12. Typically ships from Pennsylvania. Call (888) 322-5722 for availability. | EA | N/A | N/A | 51.485 | All Commercial Customers | 0% | 5% | 5% | 48.9108 | 49.2804 | 6-11 of Same Item 10% off ¦ 12+ of same Item 15% off | 7 days | Destination | USA
540-11 | Qorpak | PLC-03441 | QP-PLC-03441 | N/A | HDPE Cylinder Bottles, 28-400 Green PTFE Cap, 32oz, case/12 | 32 ounce (960 mL) Natural HDPE Cylinder, 28-400 Green Thermoset F217 & PTFE Lined Cap attachedNatural HDPE Commercial Cylinder Bottles are translucent and impact resistant. They provide an excellent moisture barrier. ideal for pharmaceutical applications. Narrow mouth cylinders are perfect for handling liquid samples in the lab. The shoulder style allows you to pour small quantities without spilling. HDPE bottles are ideal for high-speed filling, demanding pharmaceutical specifications and the rough handling of interstate shipping.Attached green Thermoset (phenolic) are known for providing the widest range of chemical compatibility and for being the most temperature tolerant of plastic closures. The color green easily identifies the PTFE liner system. Foam backed PTFE liners resist attack from virtually all chemicals at room temperature and provides resilience for a tight seal with a low moisture transmission rate. F217 has a low density foam core between two solid layers of LDPE. Uses include analytical lab samples, high purity chemicals, strong acids solvents, environmental samples, pharmaceuticals, and diagnostic reagents.Style: Cylinder BottleCapacity/Volume: 32 ounce (960 mL)Dimensions: 79 x 238mmColor: NaturalMaterial: HDPENeck Finish: 28-400Attached Cap: Green Thermoset F217 and PTFE Lined Cap. Typically ships from Pennsylvania. Call (888) 322-5722 for availability. | EA | N/A | N/A | 30.8175 | All Commercial Customers | 0% | 5% | 5% | 29.2766 | 29.4979 | 6-11 of Same Item 10% off ¦ 12+ of same Item 15% off | 7 days | Destination | USA
540-11 | Qorpak | PLC-03443 | QP-PLC-03443 | N/A | HDPE Cylinder Bottles, 28-400 Black Cone Lined Cap, 32oz, case/66 | 32 ounce (960 mL) Natural HDPE Cylinder, 28-400 Black Phenolic Polyseal Cone Lined Cap attachedNatural HDPE Commercial Cylinder Bottles are translucent and impact resistant. They provide an excellent moisture barrier. ideal for pharmaceutical applications. Narrow mouth cylinders are perfect for handling liquid samples in the lab. The shoulder style allows you to pour small quantities without spilling. HDPE bottles are ideal for high-speed filling, demanding pharmaceutical specifications and the rough handling of interstate shipping.Attached black phenolic (Thermoset) caps with Polyseal&#153; cone liners form an exceptionally tight seal and offer a good chemical barrier. This liner molds itself around the sealing areas of the finish as the cap is screwed on, virtually eliminating leakage, evaporation, contamination, binding and backing off. Great for everything from liquids, to soaps, to macro-invertebrates.Style: Cylinder BottleCapacity/Volume: 32 ounce (960 mL)Dimensions: 79 x 238mmColor: NaturalMaterial: HDPENeck Finish: 28-400Attached Cap: Black Phenolic Polyseal Cone Lined Cap. Typically ships from Pennsylvania. Call (888) 322-5722 for availability. | EA | N/A | N/A | 106.1725 | All Commercial Customers | 0% | 5% | 5% | 100.8639 | 101.6261 | 6-11 of Same Item 10% off ¦ 12+ of same Item 15% off | 7 days | Destination | USA
540-11 | Qorpak | PLC-03448 | QP-PLC-03448 | N/A | HDPE Cylinder Bottles, 28-400 White Foam Lined Cap, 32oz, case/12 | 32 ounce (960 mL) Natural HDPE Cylinder, 28-400 White Polypropylene SturdeeSeal&reg; PE Foam Lined Cap attachedNatural HDPE Commercial Cylinder Bottles are translucent and impact resistant. They provide an excellent moisture barrier. ideal for pharmaceutical applications. Narrow mouth cylinders are perfect for handling liquid samples in the lab. The shoulder style allows you to pour small quantities without spilling. HDPE bottles are ideal for high-speed filling, demanding pharmaceutical specifications and the rough handling of interstate shipping.Attached PP SturdeeSeal&reg; PE Foam Lined Caps are known for good impact strength, cost effectiveness, and pliability. These polypropylene closures with foamed polyethylene liners have excellent sealing characteristics and offer good chemical resistance including acids, alcohols, alkalis, aqueous products, cosmetics, household oils and solvents.Style: Cylinder BottleCapacity/Volume: 32 ounce (960 mL)Dimensions: 79 x 238mmColor: NaturalMaterial: HDPENeck Finish: 28-400Attached Cap: White Polypropylene SturdeeSeal&reg; PE Foam Lined Cap. Typically ships from Pennsylvania. Call (888) 322-5722 for availability. | EA | N/A | N/A | 25.06 | All Commercial Customers | 0% | 5% | 5% | 23.807 | 23.9869 | 6-11 of Same Item 10% off ¦ 12+ of same Item 15% off | 7 days | Destination | USA
540-11 | Qorpak | PLC-03469 | QP-PLC-03469 | N/A | HDPE Wide Mouth Oblong, 33-400 White Foam Lined Cap, 60mL, case/48 | Natural HDPE Wide Mouth Oblong Bottles offer a space saving design for the workbench. These bottles feature a wide mouth opening, ideal for sampling solids and powders. HDPE provides an excellent moisture barrier and are impact resistant. They are ideal for high-speed filling, demanding pharmaceutical specifications and the rough handling of interstate shipping. Attached PP SturdeeSeal&reg; PE Foam Lined Caps are known for good impact strength, cost effectiveness, and pliability. These polypropylene closures with foamed polyethylene liners have excellent sealing characteristics and offer good chemical resistance including acids, alcohols, alkalis, aqueous products, cosmetics, household oils and solvents.Style: Oblong BottleCapacity/Volume: 2 ounce (60 mL)Dimensions: 43 x 72mmColor: NaturalMaterial: HDPENeck Finish: 33-400Attached Cap: White Polypropylene SturdeeSeal&reg; PE Foam Lined Cap. Typically ships from Pennsylvania. Call (888) 322-5722 for availability. | EA | N/A | N/A | 45.0625 | All Commercial Customers | 0% | 5% | 5% | 42.8094 | 43.1329 | 6-11 of Same Item 10% off ¦ 12+ of same Item 15% off | 7 days | Destination | USA
540-11 | Qorpak | PLC-03473 | QP-PLC-03473 | N/A | HDPE Wide Mouth Oblong, 125mL, 38-400 White Foam Lined Cap, case/48 | Natural HDPE Wide Mouth Oblong Bottles offer a space saving design for the workbench. These bottles feature a wide mouth opening, ideal for sampling solids and powders. HDPE provides an excellent moisture barrier and are impact resistant. They are ideal for high-speed filling, demanding pharmaceutical specifications and the rough handling of interstate shipping. Attached PP SturdeeSeal&reg; PE Foam Lined Caps are known for good impact strength, cost effectiveness, and pliability. These polypropylene closures with foamed polyethylene liners have excellent sealing characteristics and offer good chemical resistance including acids, alcohols, alkalis, aqueous products, cosmetics, household oils and solvents.Style: Oblong BottleCapacity/Volume: 4.2 ounce (125 mL)Dimensions: 50 x 96mmColor: NaturalMaterial: HDPENeck Finish: 38-400Attached Cap: White Polypropylene SturdeeSeal&reg; PE Foam Lined Cap. Typically ships from Pennsylvania. Call (888) 322-5722 for availability. | EA | N/A | N/A | 54.18 | All Commercial Customers | 0% | 5% | 5% | 51.471 | 51.8599 | 6-11 of Same Item 10% off ¦ 12+ of same Item 15% off | 7 days | Destination | USA
540-11 | Qorpak | PLC-03477 | QP-PLC-03477 | N/A | HDPE Wide Mouth Oblong, 250mL, 43-400 White Foam Lined Cap, case/48 | Natural HDPE Wide Mouth Oblong Bottles offer a space saving design for the workbench. These bottles feature a wide mouth opening, ideal for sampling solids and powders. HDPE provides an excellent moisture barrier and are impact resistant. They are ideal for high-speed filling, demanding pharmaceutical specifications and the rough handling of interstate shipping. Attached PP SturdeeSeal&reg; PE Foam Lined Caps are known for good impact strength, cost effectiveness, and pliability. These polypropylene closures with foamed polyethylene liners have excellent sealing characteristics and offer good chemical resistance including acids, alcohols, alkalis, aqueous products, cosmetics, household oils and solvents.Style: Oblong BottleCapacity/Volume: 8.5 ounce (250 mL)Dimensions: 68 x 115mmColor: NaturalMaterial: HDPENeck Finish: 43-400Attached Cap: White Polypropylene SturdeeSeal&reg; PE Foam Lined Cap. Typically ships from Pennsylvania. Call (888) 322-5722 for availability. | EA | N/A | N/A | 71.2775 | All Commercial Customers | 0% | 5% | 5% | 67.7136 | 68.2253 | 6-11 of Same Item 10% off ¦ 12+ of same Item 15% off | 7 days | Destination | USA
540-11 | Qorpak | PLC-03482 | QP-PLC-03482 | N/A | HDPE Wide Mouth Oblong, 43-400 White Foam Lined Cap, 500mL, case/24 | Natural HDPE Wide Mouth Oblong Bottles offer a space saving design for the workbench. These bottles feature a wide mouth opening, ideal for sampling solids and powders. HDPE provides an excellent moisture barrier and are impact resistant. They are ideal for high-speed filling, demanding pharmaceutical specifications and the rough handling of interstate shipping. Attached PP SturdeeSeal&reg; PE Foam Lined Caps are known for good impact strength, cost effectiveness, and pliability. These polypropylene closures with foamed polyethylene liners have excellent sealing characteristics and offer good chemical resistance including acids, alcohols, alkalis, aqueous products, cosmetics, household oils and solvents.Style: Oblong BottleCapacity/Volume: 16 ounce (500 mL)Dimensions: 85 x 142mmColor: NaturalMaterial: HDPENeck Finish: 43-400Attached Cap: White Polypropylene SturdeeSeal&reg; PE Foam Lined Cap. Typically ships from Pennsylvania. Call (888) 322-5722 for availability. | EA | N/A | N/A | 45.395 | All Commercial Customers | 0% | 5% | 5% | 43.1253 | 43.4511 | 6-11 of Same Item 10% off ¦ 12+ of same Item 15% off | 7 days | Destination | USA
540-11 | Qorpak | PLC-03488 | QP-PLC-03488 | N/A | HDPE Wide Mouth Oblong, 1000mL, 53-400 White Foam Lined Cap, case/12 | Natural HDPE Wide Mouth Oblong Bottles offer a space saving design for the workbench. These bottles feature a wide mouth opening, ideal for sampling solids and powders. HDPE provides an excellent moisture barrier and are impact resistant. They are ideal for high-speed filling, demanding pharmaceutical specifications and the rough handling of interstate shipping. Attached PP SturdeeSeal&reg; PE Foam Lined Caps are known for good impact strength, cost effectiveness, and pliability. These polypropylene closures with foamed polyethylene liners have excellent sealing characteristics and offer good chemical resistance including acids, alcohols, alkalis, aqueous products, cosmetics, household oils and solvents.Style: Oblong BottleCapacity/Volume: 33 ounce (1,000 mL)Dimensions: 105 x 179mmColor: NaturalMaterial: HDPENeck Finish: 53-400Attached Cap: White Polypropylene SturdeeSeal&reg; PE Foam Lined Cap. Typically ships from Pennsylvania. Call (888) 322-5722 for availability. | EA | N/A | N/A | 42.5075 | All Commercial Customers | 0% | 5% | 5% | 40.3821 | 40.6873 | 6-11 of Same Item 10% off ¦ 12+ of same Item 15% off | 7 days | Destination | USA
540-11 | Qorpak | PLC-03495 | QP-PLC-03495 | N/A | HDPE Wide Mouth Oblong, 160mL, 38-400 White Foam Lined Cap, case/48 | Natural HDPE Wide Mouth Oblong Bottles offer a space saving design for the workbench. These bottles feature a wide mouth opening, ideal for sampling solids and powders. HDPE provides an excellent moisture barrier and are impact resistant. They are ideal for high-speed filling, demanding pharmaceutical specifications and the rough handling of interstate shipping. Attached PP SturdeeSeal&reg; PE Foam Lined Caps are known for good impact strength, cost effectiveness, and pliability. These polypropylene closures with foamed polyethylene liners have excellent sealing characteristics and offer good chemical resistance including acids, alcohols, alkalis, aqueous products, cosmetics, household oils and solvents.Style: Oblong BottleCapacity/Volume: 5.5 ounce (160 mL)Dimensions: 56 x 102mmColor: NaturalMaterial: HDPENeck Finish: 38-400Attached Cap: White Polypropylene SturdeeSeal&reg; PE Foam Lined Cap. Typically ships from Pennsylvania. Call (888) 322-5722 for availability. | EA | N/A | N/A | 59.325 | All Commercial Customers | 0% | 5% | 5% | 56.3587 | 56.7846 | 6-11 of Same Item 10% off ¦ 12+ of same Item 15% off | 7 days | Destination | USA
540-11 | Qorpak | PLC-03499 | QP-PLC-03499 | N/A | HDPE Oval Bottles, 22oz, 28-400 White Trigger Sprayer, case/4 | These 22 ounce Trigger Spray Bottles feature a trigger-motion spray that dispensed a spray or stream of liquid from an adjustable nozzle. The translucent HDPE bottles are ideal for general use. HDPE provides an excellent moisture barrier and are impact resistant. The adjustable sprayer permits a versatile spray pattern from a fine mist to coarse spray to jet stream.These 22 ounce Trigger Spray Bottles feature a trigger-motion spray that dispensed a spray or stream of liquid from an adjustable nozzle. The translucent HDPE bottles are ideal for general use. HDPE provides an excellent moisture barrier and are impact resistant. The adjustable sprayer permits a versatile spray pattern from a fine mist to coarse spray to jet stream. Technical Specifications Style:Oval Shaped Bottle Capacity/Volume:22oz (660ml) Size:84 x 191mm Color:Natural Material:HDPE Neck Finish:28-400 Attached Cap:White PP Trigger Sprayer Qty:12. Typically ships from Pennsylvania. Call (888) 322-5722 for availability. | EA | N/A | N/A | 21.0525 | All Commercial Customers | 0% | 5% | 5% | 19.9999 | 20.151 | 6-11 of Same Item 10% off ¦ 12+ of same Item 15% off | 7 days | Destination | USA
540-11 | Qorpak | PLC-03533 | QP-PLC-03533 | N/A | HDPE Wide Mouth Round Bottles, 63-400 Black PE Lined Cap, 950mL, case/72 | Natural HDPE Wide Mouth Round Bottles are ideal for general lab use with solids and powders. These HDPE bottles provide an excellent moisture barrier and are impact resistant. They are ideal for high-speed filling, demanding pharmaceutical specifications and the rough handling of interstate shipping.Attached black Thermoset (phenolic) caps with solid polyethylene liners offer good chemical resistance and low moisture vapor transmission rate. They are great for nail polish remover and higher concentration acids and alkalis. Good for non-oil products filled at room temperature. Because this lining system is paperless, your samples will not be contaminated with fiber or paper particles from the closure.Style: Wide Mouth Round BottleCapacity/Volume: 32 ounce (950 mL)Dimensions: 92 x 177mmColor: NaturalMaterial: HDPENeck Finish: 63-400Attached Cap: Black Phenolic Solid PE Lined Cap. Typically ships from Pennsylvania. Call (888) 322-5722 for availability. | EA | N/A | N/A | 179.9875 | All Commercial Customers | 0% | 5% | 5% | 170.9881 | 172.2802 | 6-11 of Same Item 10% off ¦ 12+ of same Item 15% off | 7 days | Destination | USA
540-11 | Qorpak | PLC-03541 | QP-PLC-03541 | N/A | HDPE Wide Mouth Bottles, 89-400 Green PTFE Cap, 4L, case/4 | Natural HDPE Wide Mouth Round Bottles are ideal for general lab use with solids and powders. These HDPE bottles provide an excellent moisture barrier and are impact resistant. They are ideal for high-speed filling, demanding pharmaceutical specifications and the rough handling of interstate shipping.Attached green Thermoset (phenolic) caps with PTFE liner are known for providing the widest range of chemical compatibility and for being the most temperature tolerant of plastic closures. The color green easily identifies the PTFE liner system. Foam backed PTFE liners resist attack from virtually all chemicals at room temperature and provides resilience for a tight seal with a low moisture transmission rate. F217 has a low density foam core between two solid layers of LDPE. Uses include analytical lab samples, high purity chemicals, strong acids solvents, environmental samples, pharmaceuticals, and diagnostic reagents. Style: Wide Mouth Round BottleCapacity/Volume: 128 oz (3,840mL) Size: 155 x 252mmColor: NaturalMaterial: HDPENeck Finish: 89-400Attached Cap: White Polypropylene SturdeeSeal&reg; PE Foam Lined Cap. Typically ships from Pennsylvania. Call (888) 322-5722 for availability. | EA | N/A | N/A | 28.7525 | All Commercial Customers | 0% | 5% | 5% | 27.3149 | 27.5213 | 6-11 of Same Item 10% off ¦ 12+ of same Item 15% off | 7 days | Destination | USA
540-11 | Qorpak | PLC-03544 | QP-PLC-03544 | N/A | HDPE Wide Mouth Bottles, 89-400 Black PE Lined Cap, 4L, case/4 | Natural HDPE Wide Mouth Round Bottles are ideal for general lab use with solids and powders. These HDPE bottles provide an excellent moisture barrier and are impact resistant. They are ideal for high-speed filling, demanding pharmaceutical specifications and the rough handling of interstate shipping.Attached black Thermoset (phenolic) caps with solid polyethylene liners offer good chemical resistance and low moisture vapor transmission rate. They are great for nail polish remover and higher concentration acids and alkalis. Good for non-oil products filled at room temperature. Because this lining system is paperless, your samples will not be contaminated with fiber or paper particles from the closure.Style: Wide Mouth Round BottleCapacity/Volume: 128 ounce (3,840 mL)Dimensions: 155 x 252mmColor: NaturalMaterial: HDPENeck Finish: 89-400Attached Cap: Black Phenolic Solid PE Lined Cap. Typically ships from Pennsylvania. Call (888) 322-5722 for availability. | EA | N/A | N/A | 23.5725 | All Commercial Customers | 0% | 5% | 5% | 22.3939 | 22.5631 | 6-11 of Same Item 10% off ¦ 12+ of same Item 15% off | 7 days | Destination | USA
540-11 | Qorpak | PLC-03547 | QP-PLC-03547 | N/A | HDPE Collared Wide Mouth Round, Vinyl Lined Cap, 3840mL, case/4 | Natural HDPE Wide Mouth Round Bottles are ideal for general lab use with solids and powders. These HDPE bottles provide an excellent moisture barrier and are impact resistant. They are ideal for high-speed filling, demanding pharmaceutical specifications and the rough handling of interstate shipping.Attached black phenolic (Thermoset) caps with pulp/vinyl liners are perfect for general use. The liner is made of a vinyl coating applied to high density polyethylene coated paper and then it is laminated to pulpboard. This general purpose liner is commonly used for food, beverage, medical and chemical applications packed at less than 120&deg; F., including mild acids, alkalis, solvents, alcohols, oils and aqueous products; not recommended for active hydrocarbons or bleaches.Style: Wide Mouth Round BottleCapacity/Volume: 128 ounce (3,840 mL)Dimensions: 155 x 252mmColor: NaturalMaterial: HDPENeck Finish: 89-400Attached Cap: Black Phenolic Pulp/Vinyl Lined CapThis item is oversized and has a calculated ship weight that is higher than its product weight. Old Part# QP-7320, New Part# QP-PLC-03547. Typically ships from Pennsylvania. Call (888) 322-5722 for availability. | EA | N/A | N/A | 20.7725 | All Commercial Customers | 0% | 5% | 5% | 19.7339 | 19.883 | 6-11 of Same Item 10% off ¦ 12+ of same Item 15% off | 7 days | Destination | USA
540-11 | Qorpak | PLC-03549 | QP-PLC-03549 | N/A | HDPE Wide Mouth Bottles, 89-400 White Foam Lined Cap, 4L, case/4 | Natural HDPE Wide Mouth Round Bottles are ideal for general lab use with solids and powders. These HDPE bottles provide an excellent moisture barrier and are impact resistant. They are ideal for high-speed filling, demanding pharmaceutical specifications and the rough handling of interstate shipping.Attached PP SturdeeSeal&reg; PE Foam Lined Caps are known for good impact strength, cost effectiveness, and pliability. These polypropylene closures with foamed polyethylene liners have excellent sealing characteristics and offer good chemical resistance including acids, alcohols, alkalis, aqueous products, cosmetics, household oils and solventsStyle: Wide Mouth Round BottleCapacity/Volume: 128 oz (3,840mL) Size: 155 x 252mmColor: NaturalMaterial: HDPENeck Finish: 89-400Attached Cap: White Polypropylene SturdeeSeal&reg; PE Foam Lined Cap. Typically ships from Pennsylvania. Call (888) 322-5722 for availability. | EA | N/A | N/A | 18.3925 | All Commercial Customers | 0% | 5% | 5% | 17.4729 | 17.6049 | 6-11 of Same Item 10% off ¦ 12+ of same Item 15% off | 7 days | Destination | USA
540-11 | Qorpak | PLC-03552 | QP-PLC-03552 | N/A | HDPE Wide Mouth Bottles, 28-400 Black Unlined Cap, 30mL, case/48 | Natural HDPE Wide Mouth Round Bottles are ideal for general lab use with solids and powders. These HDPE bottles provide an excellent moisture barrier and are impact resistant. They are ideal for high-speed filling, demanding pharmaceutical specifications and the rough handling of interstate shipping.Attached unlined Black polypropylene caps are known for good impact strength, cost effectiveness, and pliability.Style: Wide Mouth Round BottleCapacity/Volume: 1 ounce (30 mL)Dimensions: 37 x 54mmColor: NaturalMaterial: HDPENeck Finish: 28-400Attached Cap: Black Polypropylene Unlined Cap. Typically ships from Pennsylvania. Call (888) 322-5722 for availability. | EA | N/A | N/A | 46.2175 | All Commercial Customers | 0% | 5% | 5% | 43.9066 | 44.2384 | 6-11 of Same Item 10% off ¦ 12+ of same Item 15% off | 7 days | Destination | USA
540-11 | Qorpak | PLC-03554 | QP-PLC-03554 | N/A | HDPE Wide Mouth Round, 28-400 Vinyl Lined Cap, 30mL, case/48 | Natural HDPE Wide Mouth Round Bottles are ideal for general lab use with solids and powders. These HDPE bottles provide an excellent moisture barrier and are impact resistant. They are ideal for high-speed filling, demanding pharmaceutical specifications and the rough handling of interstate shipping.Attached black phenolic (Thermoset) caps with pulp/vinyl liners are perfect for general use. The liner is made of a vinyl coating applied to high density polyethylene coated paper and then it is laminated to pulpboard. This general purpose liner is commonly used for food, beverage, medical and chemical applications packed at less than 120&deg; F., including mild acids, alkalis, solvents, alcohols, oils and aqueous products; not recommended for active hydrocarbons or bleaches.Style: Wide Mouth Round BottleCapacity/Volume: 1 ounce (30 mL)Dimensions: 37 x 54mmColor: NaturalMaterial: HDPENeck Finish: 28-400Attached Cap: Black Phenolic Pulp/Vinyl Lined Cap Old Part# QP-7352, New Part# QP-PLC-03554. Typically ships from Pennsylvania. Call (888) 322-5722 for availability. | EA | N/A | N/A | 46.165 | All Commercial Customers | 0% | 5% | 5% | 43.8567 | 44.1882 | 6-11 of Same Item 10% off ¦ 12+ of same Item 15% off | 7 days | Destination | USA
540-11 | Qorpak | PLC-03559 | QP-PLC-03559 | N/A | HDPE Wide Mouth Bottles, 28-400 White Foam Lined Cap, 30mL, case/48 | Natural HDPE Wide Mouth Round Bottles are ideal for general lab use with solids and powders. These HDPE bottles provide an excellent moisture barrier and are impact resistant. They are ideal for high-speed filling, demanding pharmaceutical specifications and the rough handling of interstate shipping.Attached PP SturdeeSeal&reg; PE Foam Lined Caps are known for good impact strength, cost effectiveness, and pliability. These polypropylene closures with foamed polyethylene liners have excellent sealing characteristics and offer good chemical resistance including acids, alcohols, alkalis, aqueous products, cosmetics, household oils and solvents.Style: Wide Mouth Round BottleCapacity/ Volume: 1 ounce (30 mL)Dimensions: 37 x 54mmColor: NaturalMaterial: HDPENeck Finish: 28-400Attached Cap: White Polypropylene SturdeeSeal&reg; PE Foam Lined Cap. Typically ships from Pennsylvania. Call (888) 322-5722 for availability. | EA | N/A | N/A | 45.36 | All Commercial Customers | 0% | 5% | 5% | 43.092 | 43.4176 | 6-11 of Same Item 10% off ¦ 12+ of same Item 15% off | 7 days | Destination | USA
540-11 | Qorpak | PLC-03563 | QP-PLC-03563 | N/A | HDPE Wide Mouth Round, 33-400 Vinyl Lined Cap, 60mL, case/48 | Natural HDPE Wide Mouth Round Bottles are ideal for general lab use with solids and powders. These HDPE bottles provide an excellent moisture barrier and are impact resistant. They are ideal for high-speed filling, demanding pharmaceutical specifications and the rough handling of interstate shipping.Attached black phenolic (Thermoset) caps with pulp/vinyl liners are perfect for general use. The liner is made of a vinyl coating applied to high density polyethylene coated paper and then it is laminated to pulpboard. This general purpose liner is commonly used for food, beverage, medical and chemical applications packed at less than 120&deg; F., including mild acids, alkalis, solvents, alcohols, oils and aqueous products; not recommended for active hydrocarbons or bleaches.Style: Wide Mouth Round BottleCapacity/Volume: 2 ounce (60 mL)Dimensions: 40 x 75mmColor: NaturalMaterial: HDPENeck Finish: 33-400Attached Cap: Black Phenolic Pulp/Vinyl Lined Cap Old Part# QP-7307, New Part# QP-PLC-03563. Typically ships from Pennsylvania. Call (888) 322-5722 for availability. | EA | N/A | N/A | 49.7175 | All Commercial Customers | 0% | 5% | 5% | 47.2316 | 47.5885 | 6-11 of Same Item 10% off ¦ 12+ of same Item 15% off | 7 days | Destination | USA
540-11 | Qorpak | PLC-03566 | QP-PLC-03566 | N/A | HDPE Wide Mouth Bottles, 33-400 White Foam Lined Cap, 60mL, case/48 | Natural HDPE Wide Mouth Round Bottles are ideal for general lab use with solids and powders. These HDPE bottles provide an excellent moisture barrier and are impact resistant. They are ideal for high-speed filling, demanding pharmaceutical specifications and the rough handling of interstate shipping.Attached PP SturdeeSeal&reg; PE Foam Lined Caps are known for good impact strength, cost effectiveness, and pliability. These polypropylene closures with foamed polyethylene liners have excellent sealing characteristics and offer good chemical resistance including acids, alcohols, alkalis, aqueous products, cosmetics, household oils and solvents.Style: Wide Mouth Round BottleCapacity/Volume: 2 ounce (60 mL)Dimensions: 40 x 75mmColor: NaturalMaterial: HDPENeck Finish: 33-400Attached Cap: White Polypropylene SturdeeSeal&reg; PE Foam Lined Cap. Typically ships from Pennsylvania. Call (888) 322-5722 for availability. | EA | N/A | N/A | 44.835 | All Commercial Customers | 0% | 5% | 5% | 42.5932 | 42.9151 | 6-11 of Same Item 10% off ¦ 12+ of same Item 15% off | 7 days | Destination | USA
540-11 | Qorpak | PLC-03569 | QP-PLC-03569 | N/A | HDPE Wide Mouth Bottles, 60mL, 33-400 White Unlined Cap, 2oz, case/48 | Natural HDPE Wide Mouth Round Bottles are ideal for general lab use with solids and powders. These HDPE bottles provide an excellent moisture barrier and are impact resistant. They are ideal for high-speed filling, demanding pharmaceutical specifications and the rough handling of interstate shipping.Attached white polypropylene caps (unlined) are known for good impact strength, cost effectiveness, and pliability.Style: Wide Mouth Round BottleCapacity/Volume: 2 ounce (60 mL)Dimensions: 40 x 75mmColor: NaturalMaterial: HDPENeck Finish: 33-400Attached Cap: White Polypropylene Unlined Cap. Typically ships from Pennsylvania. Call (888) 322-5722 for availability. | EA | N/A | N/A | 45.5525 | All Commercial Customers | 0% | 5% | 5% | 43.2749 | 43.6019 | 6-11 of Same Item 10% off ¦ 12+ of same Item 15% off | 7 days | Destination | USA
540-11 | Qorpak | PLC-03578 | QP-PLC-03578 | N/A | HDPE Wide Mouth Round, 250mL, 53-400 Vinyl Lined Cap, case/48 | Natural HDPE Wide Mouth Round Bottles are ideal for general lab use with solids and powders. These HDPE bottles provide an excellent moisture barrier and are impact resistant. They are ideal for high-speed filling, demanding pharmaceutical specifications and the rough handling of interstate shipping.Attached black phenolic (Thermoset) caps with pulp/vinyl liners are perfect for general use. The liner is made of a vinyl coating applied to high density polyethylene coated paper and then it is laminated to pulpboard. This general purpose liner is commonly used for food, beverage, medical and chemical applications packed at less than 120&deg; F., including mild acids, alkalis, solvents, alcohols, oils and aqueous products; not recommended for active hydrocarbons or bleaches.Style: Wide Mouth Round BottleCapacity/Volume: 8.5 ounce (250 mL)Dimensions: 67 x 102mmColor: NaturalMaterial: HDPENeck Finish: 53-400Attached Cap: Black Phenolic Pulp/Vinyl Lined Cap Old Part# QP-7355, New Part# QP-PLC-03578. Typically ships from Pennsylvania. Call (888) 322-5722 for availability. | EA | N/A | N/A | 80.08 | All Commercial Customers | 0% | 5% | 5% | 76.076 | 76.6509 | 6-11 of Same Item 10% off ¦ 12+ of same Item 15% off | 7 days | Destination | USA
540-11 | Qorpak | PLC-03582 | QP-PLC-03582 | N/A | HDPE Wide Mouth Round Bottles, 250mL, 53-400 White Foam Lined Cap, case/48 | Natural HDPE Wide Mouth Round Bottles are ideal for general lab use with solids and powders. These HDPE bottles provide an excellent moisture barrier and are impact resistant. They are ideal for high-speed filling, demanding pharmaceutical specifications and the rough handling of interstate shipping.Attached PP SturdeeSeal&reg; PE Foam Lined Caps are known for good impact strength, cost effectiveness, and pliability. These polypropylene closures with foamed polyethylene liners have excellent sealing characteristics and offer good chemical resistance including acids, alcohols, alkalis, aqueous products, cosmetics, household oils and solvents.Style: Wide Mouth Round BottleCapacity/Volume: 8.5 ounce (250 mL)Dimensions: 67 x 102mmColor: NaturalMaterial: HDPENeck Finish: 53-400Attached Cap: White Polypropylene SturdeeSeal&reg; PE Foam Lined Cap. Typically ships from Pennsylvania. Call (888) 322-5722 for availability. | EA | N/A | N/A | 72.9225 | All Commercial Customers | 0% | 5% | 5% | 69.2764 | 69.7999 | 6-11 of Same Item 10% off ¦ 12+ of same Item 15% off | 7 days | Destination | USA
540-11 | Qorpak | PLC-03587 | QP-PLC-03587 | N/A | HDPE Wide Mouth Round, 250mL, 53-400 White Unlined Cap, 8.5oz, case/48 | Natural HDPE Wide Mouth Round Bottles are ideal for general lab use with solids and powders. These HDPE bottles provide an excellent moisture barrier and are impact resistant. They are ideal for high-speed filling, demanding pharmaceutical specifications and the rough handling of interstate shipping.Attached unlined White polypropylene caps are known for good impact strength, cost effectiveness, and pliability.Style: Wide Mouth Round BottleCapacity/Volume: 8.5 ounce (250 mL)Dimensions: 67 x 102mmColor: NaturalMaterial: HDPENeck Finish: 53-400Attached Cap: White Polypropylene Unlined Cap. Typically ships from Pennsylvania. Call (888) 322-5722 for availability. | EA | N/A | N/A | 64.8725 | All Commercial Customers | 0% | 5% | 5% | 61.6289 | 62.0946 | 6-11 of Same Item 10% off ¦ 12+ of same Item 15% off | 7 days | Destination | USA
540-11 | Qorpak | PLC-03593 | QP-PLC-03593 | N/A | HDPE Wide Mouth Round, 53-400 Vinyl Lined Cap, 500mL, case/24 | Natural HDPE Wide Mouth Round Bottles are ideal for general lab use with solids and powders. These HDPE bottles provide an excellent moisture barrier and are impact resistant. They are ideal for high-speed filling, demanding pharmaceutical specifications and the rough handling of interstate shipping.Attached black phenolic (Thermoset) caps with pulp/vinyl liners are perfect for general use. The liner is made of a vinyl coating applied to high density polyethylene coated paper and then it is laminated to pulpboard. This general purpose liner is commonly used for food, beverage, medical and chemical applications packed at less than 120&deg; F., including mild acids, alkalis, solvents, alcohols, oils and aqueous products; not recommended for active hydrocarbons or bleaches.Style: Wide Mouth Round BottleCapacity/Volume: 16 ounce (500 mL)Dimensions: 71 x 152mmColor: NaturalMaterial: HDPENeck Finish: 53-400Attached Cap: Black Phenolic Pulp/Vinyl Lined Cap Old Part# QP-7356, New Part# QP-PLC-03593. Typically ships from Pennsylvania. Call (888) 322-5722 for availability. | EA | N/A | N/A | 50.7675 | All Commercial Customers | 0% | 5% | 5% | 48.2291 | 48.5936 | 6-11 of Same Item 10% off ¦ 12+ of same Item 15% off | 7 days | Destination | USA
540-11 | Qorpak | PLC-03596 | QP-PLC-03596 | N/A | HDPE Wide Mouth Round, 53-400 White Foam Lined Cap, 500mL, case/24 | Natural HDPE Wide Mouth Round Bottles are ideal for general lab use with solids and powders. These HDPE bottles provide an excellent moisture barrier and are impact resistant. They are ideal for high-speed filling, demanding pharmaceutical specifications and the rough handling of interstate shipping.Attached PP SturdeeSeal&reg; PE Foam Lined Caps are known for good impact strength, cost effectiveness, and pliability. These polypropylene closures with foamed polyethylene liners have excellent sealing characteristics and offer good chemical resistance including acids, alcohols, alkalis, aqueous products, cosmetics, household oils and solvents.Style: Wide Mouth Round BottleCapacity/Volume: 16 ounce (500 mL)Dimensions: 71 x 152mmColor: NaturalMaterial: HDPENeck Finish: 53-400Attached Cap: White Polypropylene SturdeeSeal&reg; PE Foam Lined Cap. Typically ships from Pennsylvania. Call (888) 322-5722 for availability. | EA | N/A | N/A | 45.5525 | All Commercial Customers | 0% | 5% | 5% | 43.2749 | 43.6019 | 6-11 of Same Item 10% off ¦ 12+ of same Item 15% off | 7 days | Destination | USA
540-11 | Qorpak | PLC-03601 | QP-PLC-03601 | N/A | HDPE Wide Mouth Round, 53-400 White Unlined Cap, 500mL, case/24 | Natural HDPE Wide Mouth Round Bottles are ideal for general lab use with solids and powders. These HDPE bottles provide an excellent moisture barrier and are impact resistant. They are ideal for high-speed filling, demanding pharmaceutical specifications and the rough handling of interstate shipping.Attached unlined White polypropylene caps are known for good impact strength, cost effectiveness, and pliability.Style: Wide Mouth Round BottleCapacity/Volume: 16 ounce (500 mL)Dimensions: 71 x 152mmColor: NaturalMaterial: HDPENeck Finish: 53-400Attached Cap: White Polypropylene Unlined Cap. Typically ships from Pennsylvania. Call (888) 322-5722 for availability. | EA | N/A | N/A | 44.0825 | All Commercial Customers | 0% | 5% | 5% | 41.8784 | 42.1948 | 6-11 of Same Item 10% off ¦ 12+ of same Item 15% off | 7 days | Destination | USA
540-11 | Qorpak | PLC-03605 | QP-PLC-03605 | N/A | HDPE Wide Mouth Round, 53-400 Vinyl Lined Cap, 950mL, case/12 | Natural HDPE Wide Mouth Round Bottles are ideal for general lab use with solids and powders. These HDPE bottles provide an excellent moisture barrier and are impact resistant. They are ideal for high-speed filling, demanding pharmaceutical specifications and the rough handling of interstate shipping.Attached black phenolic (Thermoset) caps with pulp/vinyl liners are perfect for general use. The liner is made of a vinyl coating applied to high density polyethylene coated paper and then it is laminated to pulpboard. This general purpose liner is commonly used for food, beverage, medical and chemical applications packed at less than 120&deg; F., including mild acids, alkalis, solvents, alcohols, oils and aqueous products; not recommended for active hydrocarbons or bleaches.Style: Wide Mouth Round BottleCapacity/Volume: 32 ounce (950 mL)Dimensions: 80 x 165mmColor: NaturalMaterial: HDPENeck Finish: 53-400Attached Cap: Black Phenolic Pulp/Vinyl Lined Cap Old Part# QP-7357, New Part# QP-PLC-03605. Typically ships from Pennsylvania. Call (888) 322-5722 for availability. | EA | N/A | N/A | 34.9475 | All Commercial Customers | 0% | 5% | 5% | 33.2001 | 33.451 | 6-11 of Same Item 10% off ¦ 12+ of same Item 15% off | 7 days | Destination | USA
540-11 | Qorpak | PLC-03610 | QP-PLC-03610 | N/A | HDPE Wide Mouth Round, 53-400 White Foam Lined Cap, 950mL, case/12 | Natural HDPE Wide Mouth Round Bottles are ideal for general lab use with solids and powders. These HDPE bottles provide an excellent moisture barrier and are impact resistant. They are ideal for high-speed filling, demanding pharmaceutical specifications and the rough handling of interstate shipping.Attached PP SturdeeSeal&reg; PE Foam Lined Caps are known for good impact strength, cost effectiveness, and pliability. These polypropylene closures with foamed polyethylene liners have excellent sealing characteristics and offer good chemical resistance including acids, alcohols, alkalis, aqueous products, cosmetics, household oils and solvents.Style: Wide Mouth Round BottleCapacity/Volume: 32 ounce (950 mL)Dimensions: 80 x 165mmColor: NaturalMaterial: HDPENeck Finish: 53-400Attached Cap: White Polypropylene SturdeeSeal&reg; PE Foam Lined Cap. Typically ships from Pennsylvania. Call (888) 322-5722 for availability. | EA | N/A | N/A | 34.6325 | All Commercial Customers | 0% | 5% | 5% | 32.9009 | 33.1495 | 6-11 of Same Item 10% off ¦ 12+ of same Item 15% off | 7 days | Destination | USA
540-11 | Qorpak | PLC-03613 | QP-PLC-03613 | N/A | HDPE Wide Mouth Round, 53-400 White Unlined Cap, 950mL, case/72 | Natural HDPE Wide Mouth Round Bottles are ideal for general lab use with solids and powders. These HDPE bottles provide an excellent moisture barrier and are impact resistant. They are ideal for high-speed filling, demanding pharmaceutical specifications and the rough handling of interstate shipping.Attached unlined White polypropylene caps are known for good impact strength, cost effectiveness, and pliability.Style: Wide Mouth Round BottleCapacity/Volume: 32 ounce (950 mL)Dimensions: 80 x 165mmColor: NaturalMaterial: HDPENeck Finish: 53-400Attached Cap: White Polypropylene Unlined Cap. Typically ships from Pennsylvania. Call (888) 322-5722 for availability. | EA | N/A | N/A | 130.725 | All Commercial Customers | 0% | 5% | 5% | 124.1887 | 125.1272 | 6-11 of Same Item 10% off ¦ 12+ of same Item 15% off | 7 days | Destination | USA
540-11 | Qorpak | PLC-03618 | QP-PLC-03618 | N/A | HDPE Wide Mouth Round, 2000mL, 89-400 Vinyl Lined Cap, case/6 | Natural HDPE Wide Mouth Round Bottles are ideal for general lab use with solids and powders. These HDPE bottles provide an excellent moisture barrier and are impact resistant. They are ideal for high-speed filling, demanding pharmaceutical specifications and the rough handling of interstate shipping.Attached black phenolic (Thermoset) caps with pulp/vinyl liners are perfect for general use. The liner is made of a vinyl coating applied to high density polyethylene coated paper and then it is laminated to pulpboard. This general purpose liner is commonly used for food, beverage, medical and chemical applications packed at less than 120&deg; F., including mild acids, alkalis, solvents, alcohols, oils and aqueous products; not recommended for active hydrocarbons or bleaches.Style: Wide Mouth Round BottleCapacity/Volume: 68 ounce (2,000 mL)Dimensions: 80 x 216mmColor: NaturalMaterial: HDPENeck Finish: 89-400Attached Cap: Black Phenolic Pulp/Vinyl Lined Cap Old Part# QP-7358, New Part# QP-PLC-03618. Typically ships from Pennsylvania. Call (888) 322-5722 for availability. | EA | N/A | N/A | 32.795 | All Commercial Customers | 0% | 5% | 5% | 31.1552 | 31.3907 | 6-11 of Same Item 10% off ¦ 12+ of same Item 15% off | 7 days | Destination | USA
540-11 | Qorpak | PLC-03621 | QP-PLC-03621 | N/A | HDPE Wide Mouth Round Bottles, 2000mL, White Foam Lined Cap, case/6 | Natural HDPE Wide Mouth Round Bottles are ideal for general lab use with solids and powders. These HDPE bottles provide an excellent moisture barrier and are impact resistant. They are ideal for high-speed filling, demanding pharmaceutical specifications and the rough handling of interstate shipping.Attached PP SturdeeSeal&reg; PE Foam Lined Caps are known for good impact strength, cost effectiveness, and pliability. These polypropylene closures with foamed polyethylene liners have excellent sealing characteristics and offer good chemical resistance including acids, alcohols, alkalis, aqueous products, cosmetics, household oils and solvents.Style: Wide Mouth Round BottleCapacity/Volume: 68 ounce (2,000 mL)Dimensions: 80 x 216mmColor: NaturalMaterial: HDPENeck Finish: 89-400Attached Cap: White Polypropylene SturdeeSeal&reg; PE Foam Lined Cap. Typically ships from Pennsylvania. Call (888) 322-5722 for availability. | EA | N/A | N/A | 30.065 | All Commercial Customers | 0% | 5% | 5% | 28.5617 | 28.7776 | 6-11 of Same Item 10% off ¦ 12+ of same Item 15% off | 7 days | Destination | USA
540-11 | Qorpak | PLC-03638 | QP-PLC-03638 | N/A | HDPE Wide Mouth Round, 120mL, 38-400 Vinyl Lined Cap, case/48 | Natural HDPE Wide Mouth Round Bottles are ideal for general lab use with solids and powders. These HDPE bottles provide an excellent moisture barrier and are impact resistant. They are ideal for high-speed filling, demanding pharmaceutical specifications and the rough handling of interstate shipping.Attached black phenolic (Thermoset) caps with pulp/vinyl liners are perfect for general use. The liner is made of a vinyl coating applied to high density polyethylene coated paper and then it is laminated to pulpboard. This general purpose liner is commonly used for food, beverage, medical and chemical applications packed at less than 120&deg; F., including mild acids, alkalis, solvents, alcohols, oils and aqueous products; not recommended for active hydrocarbons or bleaches.Style: Wide Mouth Round BottleCapacity/Volume: 4 ounce (120 mL)Dimensions: 47 x 95mmColor: NaturalMaterial: HDPENeck Finish: 38-400Attached Cap: Black Phenolic Pulp/Vinyl Lined Cap Old Part# QP-7354, New Part# QP-PLC-03638. Typically ships from Pennsylvania. Call (888) 322-5722 for availability. | EA | N/A | N/A | 61.215 | All Commercial Customers | 0% | 5% | 5% | 58.1542 | 58.5937 | 6-11 of Same Item 10% off ¦ 12+ of same Item 15% off | 7 days | Destination | USA
540-11 | Qorpak | PLC-03642 | QP-PLC-03642 | N/A | HDPE Wide Mouth Round Bottles, 120mL, 38-400 White Foam Lined Cap, case/48 | Natural HDPE Wide Mouth Round Bottles are ideal for general lab use with solids and powders. These HDPE bottles provide an excellent moisture barrier and are impact resistant. They are ideal for high-speed filling, demanding pharmaceutical specifications and the rough handling of interstate shipping.Attached PP SturdeeSeal&reg; PE Foam Lined Caps are known for good impact strength, cost effectiveness, and pliability. These polypropylene closures with foamed polyethylene liners have excellent sealing characteristics and offer good chemical resistance including acids, alcohols, alkalis, aqueous products, cosmetics, household oils and solvents.Style: Wide Mouth Round BottleCapacity/Volume: 4 ounce (120 mL)Dimensions: 47 x 95mmColor: NaturalMaterial: HDPENeck Finish: 38-400Attached Cap: White Polypropylene SturdeeSeal&reg; PE Foam Lined Cap. Typically ships from Pennsylvania. Call (888) 322-5722 for availability. | EA | N/A | N/A | 54.11 | All Commercial Customers | 0% | 5% | 5% | 51.4045 | 51.7929 | 6-11 of Same Item 10% off ¦ 12+ of same Item 15% off | 7 days | Destination | USA
540-11 | Qorpak | PLC-03647 | QP-PLC-03647 | N/A | HDPE Wide Mouth Round Bottles, 120mL, 38-400 White Linerless Cap, 4oz, case/48 | Natural HDPE Wide Mouth Round Bottles are ideal for general lab use with solids and powders. These HDPE bottles provide an excellent moisture barrier and are impact resistant. They are ideal for high-speed filling, demanding pharmaceutical specifications and the rough handling of interstate shipping.Attached white polypropylene caps (unlined) are known for good impact strength, cost effectiveness, and pliability.Style: Wide Mouth Round BottleCapacity/Volume: 4 ounce (120 mL)Dimensions: 47 x 95mmColor: NaturalMaterial: HDPENeck Finish: 38-400Attached Cap: White Polypropylene Unlined Cap. Typically ships from Pennsylvania. Call (888) 322-5722 for availability. | EA | N/A | N/A | 45.7275 | All Commercial Customers | 0% | 5% | 5% | 43.4411 | 43.7694 | 6-11 of Same Item 10% off ¦ 12+ of same Item 15% off | 7 days | Destination | USA
540-11 | Qorpak | PLC-03693 | QP-PLC-03693 | N/A | Natural Jar, 1oz, 43-400 White Linerless Cap, case/72 | Natural Polypropylene Jars are translucent and durable. Jars are ideal for storing and collecting specimens and lab supplies. Wide neck and straight sides facilitate easy recovery of contents. Polypropylene offers greater tolerance to high temperatures than HDPE and better contact clarity. Attached unlined white polypropylene caps are known for good impact strength, cost effectiveness, and pliability. | EA | N/A | N/A | 62.3875 | All Commercial Customers | 0% | 5% | 5% | 59.2681 | 59.716 | 6-11 of Same Item 10% off ¦ 12+ of same Item 15% off | 7 days | Destination | USA
540-11 | Qorpak | PLC-03696 | QP-PLC-03696 | N/A | Natural Jar, 53-400 White Foam Lined Cap, 2oz, case/48 | Natural Polypropylene Jars are translucent and durable. Jars are ideal for storing and collecting specimens and lab supplies. Wide neck and straight sides facilitate easy recovery of contents. Polypropylene offers greater tolerance to high temperatures than HDPE and better contact clarity. Attached PP SturdeeSeal&reg; PE Foam Lined Caps are known for good impact strength, cost effectiveness, and pliability. These polypropylene closures with foamed polyethylene liners have excellent sealing characteristics and offer good chemical resistance including acids, alcohols, alkalis, aqueous products, cosmetics, household oils and solvents.li>Style: JarCapacity/Volume: 2 ounce (60 mL)Dimensions: 53 x 46mmColor: NaturalMaterial: PolypropyleneNeck Finish: 53-400Attached Cap: White Polypropylene SturdeeSeal&reg; PE Foam Lined Ca Old Part# QP-3821G, New Part# QP-PLC-03696. Typically ships from Pennsylvania. Call (888) 322-5722 for availability. | EA | N/A | N/A | 49.1225 | All Commercial Customers | 0% | 5% | 5% | 46.6664 | 47.019 | 6-11 of Same Item 10% off ¦ 12+ of same Item 15% off | 7 days | Destination | USA
540-11 | Qorpak | PLC-03697 | QP-PLC-03697 | N/A | Natural Jar, 53-400 White Linerless Cap, 2oz, case/48 | Natural Polypropylene Jars are translucent and durable. Jars are ideal for storing and collecting specimens and lab supplies. Wide neck and straight sides facilitate easy recovery of contents. Polypropylene offers greater tolerance to high temperatures than HDPE and better contact clarity. Attached unlined white polypropylene caps are known for good impact strength, cost effectiveness, and pliability.Natural Polypropylene Jars are translucent and durable. Jars are ideal for storing and collecting specimens and lab supplies. Wide neck and straight sides facilitate easy recovery of contents. Polypropylene offers greater tolerance to high temperatures than HDPE and better contact clarity. Attached unlined white polypropylene caps are known for good impact strength, cost effectiveness, and pliability.Style: JarCapacity/Volume: 2 ounce (60 mL)Dimensions: 53 x 46mmColor: NaturalMaterial: PolypropyleneNeck Finish: 53-400Attached Cap: White Polypropylene Unlined Cap Old Part# QP-3821, New Part# QP-PLC-03697. Typically ships from Pennsylvania. Call (888) 322-5722 for availability. | EA | N/A | N/A | 49.98 | All Commercial Customers | 0% | 5% | 5% | 47.481 | 47.8398 | 6-11 of Same Item 10% off ¦ 12+ of same Item 15% off | 7 days | Destination | USA
540-11 | Qorpak | PLC-03700 | QP-PLC-03700 | N/A | Natural Jar, 58-400 White Foam Lined Cap, 4oz, case/36 | Natural Polypropylene Jars are translucent and durable. Jars are ideal for storing and collecting specimens and lab supplies. Wide neck and straight sides facilitate easy recovery of contents. Polypropylene offers greater tolerance to high temperatures than HDPE and better contact clarity. Attached PP SturdeeSeal&reg; PE Foam Lined Caps are known for good impact strength, cost effectiveness, and pliability. These polypropylene closures with foamed polyethylene liners have excellent sealing characteristics and offer good chemical resistance including acids, alcohols, alkalis, aqueous products, cosmetics, household oils and solvents.Style: JarCapacity/Volume: 4 ounce (120 mL)Dimensions: 56 x 70mmColor: NaturalMaterial: PolypropyleneNeck Finish: 58-400Attached Cap: White Polypropylene SturdeeSeal&reg; PE Foam Lined Cap Old Part# QP-3822G, New Part# QP-PLC-03700. Typically ships from Pennsylvania. Call (888) 322-5722 for availability. | EA | N/A | N/A | 49.3325 | All Commercial Customers | 0% | 5% | 5% | 46.8659 | 47.22 | 6-11 of Same Item 10% off ¦ 12+ of same Item 15% off | 7 days | Destination | USA
540-11 | Qorpak | PLC-03701 | QP-PLC-03701 | N/A | Natural Jar, 58-400 White Linerless Cap, 4oz, case/36 | Natural Polypropylene Jars are translucent and durable. Jars are ideal for storing and collecting specimens and lab supplies. Wide neck and straight sides facilitate easy recovery of contents. Polypropylene offers greater tolerance to high temperatures than HDPE and better contact clarity. Attached unlined white polypropylene caps are known for good impact strength, cost effectiveness, and pliability.Natural Polypropylene Jars are translucent and durable. Jars are ideal for storing and collecting specimens and lab supplies. Wide neck and straight sides facilitate easy recovery of contents. Polypropylene offers greater tolerance to high temperatures than HDPE and better contact clarity. Attached unlined white polypropylene caps are known for good impact strength, cost effectiveness, and pliability.Style: JarCapacity/Volume: 4 ounce (120 mL)Dimensions: 56 x 70mmColor: NaturalMaterial: PolypropyleneNeck Finish: 58-400Attached Cap: White Polypropylene Unlined Cap Old Part# QP-3822, New Part# QP-PLC-03701. Typically ships from Pennsylvania. Call (888) 322-5722 for availability. | EA | N/A | N/A | 47.1625 | All Commercial Customers | 0% | 5% | 5% | 44.8044 | 45.1429 | 6-11 of Same Item 10% off ¦ 12+ of same Item 15% off | 7 days | Destination | USA
540-11 | Qorpak | PLC-03703 | QP-PLC-03703 | N/A | Natural Jar, White Foam Lined Cap, 8oz, case/36 | Natural Polypropylene Jars are translucent and durable. Jars are ideal for storing and collecting specimens and lab supplies. Wide neck and straight sides facilitate easy recovery of contents. Polypropylene offers greater tolerance to high temperatures than HDPE and better contact clarity. Attached PP SturdeeSeal&reg; PE Foam Lined Caps are known for good impact strength, cost effectiveness, and pliability. These polypropylene closures with foamed polyethylene liners have excellent sealing characteristics and offer good chemical resistance including acids, alcohols, alkalis, aqueous products, cosmetics, household oils and solvents.Style: JarCapacity/Volume: 8 ounce (240 mL)Dimensions: 89 x 64mmColor: NaturalMaterial: PolypropyleneNeck Finish: 89-400Attached Cap: White Polypropylene SturdeeSeal&reg; PE Foam Lined Cap Old Part# QP-3823G, New Part# QP-PLC-03703. Typically ships from Pennsylvania. Call (888) 322-5722 for availability. | EA | N/A | N/A | 89.005 | All Commercial Customers | 0% | 5% | 5% | 84.5547 | 85.1937 | 6-11 of Same Item 10% off ¦ 12+ of same Item 15% off | 7 days | Destination | USA
540-11 | Qorpak | PLC-03704 | QP-PLC-03704 | N/A | Natural Jar, 89-400 White Linerless Cap, 8oz, case/36 | Natural Polypropylene Jars are translucent and durable. Jars are ideal for storing and collecting specimens and lab supplies. Wide neck and straight sides facilitate easy recovery of contents. Polypropylene offers greater tolerance to high temperatures than HDPE and better contact clarity. Attached unlined white polypropylene caps are known for good impact strength, cost effectiveness, and pliability.Natural Polypropylene Jars are translucent and durable. Jars are ideal for storing and collecting specimens and lab supplies. Wide neck and straight sides facilitate easy recovery of contents. Polypropylene offers greater tolerance to high temperatures than HDPE and better contact clarity. Attached unlined white polypropylene caps are known for good impact strength, cost effectiveness, and pliability.Style: JarCapacity/Volume: 8 ounce (240 mL)Dimensions: 89 x 64mmColor: NaturalMaterial: PolypropyleneNeck Finish: 89-400Attached Cap: White Polypropylene Unlined Cap Old Part# QP-3823, New Part# QP-PLC-03704. Typically ships from Pennsylvania. Call (888) 322-5722 for availability. | EA | N/A | N/A | 77.9625 | All Commercial Customers | 0% | 5% | 5% | 74.0644 | 74.6241 | 6-11 of Same Item 10% off ¦ 12+ of same Item 15% off | 7 days | Destination | USA
540-11 | Qorpak | PLC-03713 | QP-PLC-03713 | N/A | Natural Jar, 16oz, White Foam Lined Cap, case/24 | Natural Polypropylene Jars are translucent and durable. Jars are ideal for storing and collecting specimens and lab supplies. Wide neck and straight sides facilitate easy recovery of contents. Polypropylene offers greater tolerance to high temperatures than HDPE and better contact clarity. Attached PP SturdeeSeal&reg; PE Foam Lined Caps are known for good impact strength, cost effectiveness, and pliability. These polypropylene closures with foamed polyethylene liners have excellent sealing characteristics and offer good chemical resistance including acids, alcohols, alkalis, aqueous products, cosmetics, household oils and solvents.Style: JarCapacity/Volume: 16 ounce (480 mL)Dimensions: 89 x 96mmColor: NaturalMaterial: PolypropyleneNeck Finish: 89-400Attached Cap: White Polypropylene SturdeeSeal&reg; PE Foam Lined Cap Old Part# QP-3824G, New Part# QP-PLC-03713. Typically ships from Pennsylvania. Call (888) 322-5722 for availability. | EA | N/A | N/A | 69.7725 | All Commercial Customers | 0% | 5% | 5% | 66.2839 | 66.7848 | 6-11 of Same Item 10% off ¦ 12+ of same Item 15% off | 7 days | Destination | USA
540-11 | Qorpak | PLC-03717 | QP-PLC-03717 | N/A | Natural Jar, 16oz, 89-400 White Linerless Cap, case/24 | Natural Polypropylene Jars are translucent and durable. Jars are ideal for storing and collecting specimens and lab supplies. Wide neck and straight sides facilitate easy recovery of contents. Polypropylene offers greater tolerance to high temperatures than HDPE and better contact clarity. Attached unlined white polypropylene caps are known for good impact strength, cost effectiveness, and pliability.Natural Polypropylene Jars are translucent and durable. Jars are ideal for storing and collecting specimens and lab supplies. Wide neck and straight sides facilitate easy recovery of contents. Polypropylene offers greater tolerance to high temperatures than HDPE and better contact clarity. Attached unlined white polypropylene caps are known for good impact strength, cost effectiveness, and pliability.Style: JarCapacity/Volume: 16 ounce (480 mL)Dimensions: 89 x 96mmColor: NaturalMaterial: PolypropyleneNeck Finish: 89-400Attached Cap: White Polypropylene Unlined Cap Old Part# QP-3824, New Part# QP-PLC-03717. Typically ships from Pennsylvania. Call (888) 322-5722 for availability. | EA | N/A | N/A | 62.7025 | All Commercial Customers | 0% | 5% | 5% | 59.5674 | 60.0175 | 6-11 of Same Item 10% off ¦ 12+ of same Item 15% off | 7 days | Destination | USA
540-11 | Qorpak | PLC-03720 | QP-PLC-03720 | N/A | Natural Jar, 120-400 White Linerless Cap, 32oz, case/24 | Natural Polypropylene Jars are translucent and durable. Jars are ideal for storing and collecting specimens and lab supplies. Wide neck and straight sides facilitate easy recovery of contents. Polypropylene offers greater tolerance to high temperatures than HDPE and better contact clarity. Attached unlined white polypropylene caps are known for good impact strength, cost effectiveness, and pliability.Natural Polypropylene Jars are translucent and durable. Jars are ideal for storing and collecting specimens and lab supplies. Wide neck and straight sides facilitate easy recovery of contents. Polypropylene offers greater tolerance to high temperatures than HDPE and better contact clarity. Attached unlined white polypropylene caps are known for good impact strength, cost effectiveness, and pliability.Style: JarCapacity/Volume: 32 ounce (960 mL)Dimensions: 120 x 96mmColor: NaturalMaterial: PolypropyleneNeck Finish: 120-400Attached Cap: White Polypropylene Unlined Cap Old Part# QP-3825, New Part# QP-PLC-03720. Typically ships from Pennsylvania. Call (888) 322-5722 for availability. | EA | N/A | N/A | 106.9425 | All Commercial Customers | 0% | 5% | 5% | 101.5954 | 102.3631 | 6-11 of Same Item 10% off ¦ 12+ of same Item 15% off | 7 days | Destination | USA
540-11 | Qorpak | PLC-03724 | QP-PLC-03724 | N/A | Clear PS Jar, 53-400 White Foam Lined Cap, 2oz, case/48 | 2 ounce (60 mL) Clear PS Jar, 53-400 White Polypropylene SturdeeSeal&reg; PE Foam Lined Cap attachedRigid Clear Polystyrene Jars offer glass-like clarity with a smooth surface that is slip-resistant. Jars are ideal for storing and collecting specimens and lab supplies. Wide neck and straight sides facilitate easy recovery of contents. Attached PP SturdeeSeal&reg; PE Foam Lined Caps are known for good impact strength, cost effectiveness, and pliability. These polypropylene closures with foamed polyethylene liners have excellent sealing characteristics and offer good chemical resistance including acids, alcohols, alkalis, aqueous products, cosmetics, household oils and solvents.Style: JarCapacity/Volume: 2 ounce (60 mL)Dimensions: 53 x 46mmColor: ClearMaterial: PolystyreneNeck Finish: 53-400Attached Cap: White Polypropylene SturdeeSeal&reg; PE Foam Lined Cap Old Part# QP-3811, New Part# QP-PLC-03724. Typically ships from Pennsylvania. Call (888) 322-5722 for availability. | EA | N/A | N/A | 55.2825 | All Commercial Customers | 0% | 5% | 5% | 52.5184 | 52.9152 | 6-11 of Same Item 10% off ¦ 12+ of same Item 15% off | 7 days | Destination | USA
540-11 | Qorpak | PLC-03726 | QP-PLC-03726 | N/A | Clear PS Jar, 58-400 White Foam Lined Cap, 4oz, case/36 | 4 ounce (120 mL) Clear PS Jar, 58-400 White Polypropylene SturdeeSeal&reg; PE Foam Lined Cap attachedRigid Clear Polystyrene Jars offer glass-like clarity with a smooth surface that is slip-resistant. Jars are ideal for storing and collecting specimens and lab supplies. Wide neck and straight sides facilitate easy recovery of contents. Attached PP SturdeeSeal&reg; PE Foam Lined Caps are known for good impact strength, cost effectiveness, and pliability. These polypropylene closures with foamed polyethylene liners have excellent sealing characteristics and offer good chemical resistance including acids, alcohols, alkalis, aqueous products, cosmetics, household oils and solvents.Style: JarCapacity/Volume: 4 ounce (120 mL)Dimensions: 53 x 68mmColor: ClearMaterial: PolystyreneNeck Finish: 58-400Attached Cap: White Polypropylene SturdeeSeal&reg; PE Foam Lined Cap Old Part# QP-3891, New Part# QP-PLC-03726. Typically ships from Pennsylvania. Call (888) 322-5722 for availability. | EA | N/A | N/A | 51.6075 | All Commercial Customers | 0% | 5% | 5% | 49.0271 | 49.3976 | 6-11 of Same Item 10% off ¦ 12+ of same Item 15% off | 7 days | Destination | USA
540-11 | Qorpak | PLC-03727 | QP-PLC-03727 | N/A | Clear PS Jar, White Foam Lined Cap, 8oz, case/36 | 8 ounce (240 mL) Clear PS Jar, 89-400 White Polypropylene SturdeeSeal&reg; PE Foam Lined Cap attachedRigid Clear Polystyrene Jars offer glass-like clarity with a smooth surface that is slip-resistant. Jars are ideal for storing and collecting specimens and lab supplies. Wide neck and straight sides facilitate easy recovery of contents. Attached PP SturdeeSeal&reg; PE Foam Lined Caps are known for good impact strength, cost effectiveness, and pliability. These polypropylene closures with foamed polyethylene liners have excellent sealing characteristics and offer good chemical resistance including acids, alcohols, alkalis, aqueous products, cosmetics, household oils and solvents.Style: JarCapacity/Volume: 8 ounce (240 mL)Dimensions: 89 x 65mmColor: ClearMaterial: PolystyreneNeck Finish: 89-400Attached Cap: White Polypropylene SturdeeSeal&reg; PE Foam Lined Cap Old Part# QP-3812, New Part# QP-PLC-03727. Typically ships from Pennsylvania. Call (888) 322-5722 for availability. | EA | N/A | N/A | 86.1 | All Commercial Customers | 0% | 5% | 5% | 81.795 | 82.4131 | 6-11 of Same Item 10% off ¦ 12+ of same Item 15% off | 7 days | Destination | USA
540-11 | Qorpak | PLC-03729 | QP-PLC-03729 | N/A | Clear PS Jar, 16oz, White Foam Lined Cap, case/24 | 16 ounce (480 mL) Clear PS Jar, 89-400 White Polypropylene SturdeeSeal&reg; PE Foam Lined Cap attachedRigid Clear Polystyrene Jars offer glass-like clarity with a smooth surface that is slip-resistant. Jars are ideal for storing and collecting specimens and lab supplies. Wide neck and straight sides facilitate easy recovery of contents. Attached PP SturdeeSeal&reg; PE Foam Lined Caps are known for good impact strength, cost effectiveness, and pliability. These polypropylene closures with foamed polyethylene liners have excellent sealing characteristics and offer good chemical resistance including acids, alcohols, alkalis, aqueous products, cosmetics, household oils and solvents.Style: JarCapacity/Volume: 16 ounce (480 mL)Dimensions: 89 x 96mmColor: ClearMaterial: PolystyreneNeck Finish: 89-400Attached Cap: White Polypropylene SturdeeSeal&reg; PE Foam Lined Cap Old Part# QP-3892, New Part# QP-PLC-03729. Typically ships from Pennsylvania. Call (888) 322-5722 for availability. | EA | N/A | N/A | 68.2675 | All Commercial Customers | 0% | 5% | 5% | 64.8541 | 65.3442 | 6-11 of Same Item 10% off ¦ 12+ of same Item 15% off | 7 days | Destination | USA
540-11 | Qorpak | PLC-03730 | QP-PLC-03730 | N/A | Clear PS Jar, 120-400 White Foam Lined Cap, 32oz, case/24 | 32 ounce (960 mL) Clear PS Jar, 120-400 White Polypropylene SturdeeSeal&reg; PE Foam Lined Cap attachedRigid Clear Polystyrene Jars offer glass-like clarity with a smooth surface that is slip-resistant. Jars are ideal for storing and collecting specimens and lab supplies. Wide neck and straight sides facilitate easy recovery of contents. Attached PP SturdeeSeal&reg; PE Foam Lined Caps are known for good impact strength, cost effectiveness, and pliability. These polypropylene closures with foamed polyethylene liners have excellent sealing characteristics and offer good chemical resistance including acids, alcohols, alkalis, aqueous products, cosmetics, household oils and solvents.Style: JarCapacity/Volume: 32 ounce (960 mL)Dimensions: 120 x 98mmColor: ClearMaterial: PolystyreneNeck Finish: 120-400Attached Cap: White Polypropylene SturdeeSeal&reg; PE Foam Lined Cap Old Part# QP-3813, New Part# QP-PLC-03730. Typically ships from Pennsylvania. Call (888) 322-5722 for availability. | EA | N/A | N/A | 124.215 | All Commercial Customers | 0% | 5% | 5% | 118.0042 | 118.896 | 6-11 of Same Item 10% off ¦ 12+ of same Item 15% off | 7 days | Destination | USA
540-11 | Qorpak | PLC-03731 | QP-PLC-03731 | N/A | Clear PS Snap Cap Vials, 5 dram, 24mm, Natural Linerless Cap, case/144 | Polystyrene Snap Cap Vials offer great rigidity and glass-like clarity. Polyethylene caps "snap" on and off quickly and easily. Great for storing bench top accessories and field sampling.Polystyrene Snap Cap Vials offer great rigidity and glass-like clarity. Polyethylene caps "snap" on and off quickly and easily. Great for storing bench top accessories and field sampling.Style: Snap Cap VialCapacity/Volume: 5 dram (20 mL)Dimensions: 25 x 50mmColor: ClearMaterial: PolystyreneNeck Finish: 24mmAttached Cap: White Polypropylene Unlined Cap Old Part# QP-3075, New Part# QP-PLC-03731. Typically ships from Pennsylvania. Call (888) 322-5722 for availability. | EA | N/A | N/A | 42.175 | All Commercial Customers | 0% | 5% | 5% | 40.0663 | 40.369 | 6-11 of Same Item 10% off ¦ 12+ of same Item 15% off | 7 days | Destination | USA
540-11 | Qorpak | PLC-03732 | QP-PLC-03732 | N/A | Clear PS Snap Cap Vials, 28mm, 7 dram, Natural Linerless Cap, case/144 | Polystyrene Snap Cap Vials offer great rigidity and glass-like clarity. Polyethylene caps "snap" on and off quickly and easily. Great for storing bench top accessories and field sampling.Polystyrene Snap Cap Vials offer great rigidity and glass-like clarity. Polyethylene caps "snap" on and off quickly and easily. Great for storing bench top accessories and field sampling.Style: Snap Cap VialCapacity/Volume: 7 dram (26 mL)Dimensions: 29 x 50mmColor: ClearMaterial: PolystyreneNeck Finish: 28mmAttached Cap: White Polypropylene Unlined Cap Old Part# QP-3076, New Part# QP-PLC-03732. Typically ships from Pennsylvania. Call (888) 322-5722 for availability. | EA | N/A | N/A | 47.74 | All Commercial Customers | 0% | 5% | 5% | 45.353 | 45.6957 | 6-11 of Same Item 10% off ¦ 12+ of same Item 15% off | 7 days | Destination | USA
540-11 | Qorpak | PLC-03733 | QP-PLC-03733 | N/A | Natural Linerless Cap, 38mm, 13 dram, Clear PS Snap Cap Vials, case/144 | Polystyrene Snap Cap Vials offer great rigidity and glass-like clarity. Polyethylene caps "snap" on and off quickly and easily. Great for storing bench top accessories and field sampling.Polystyrene Snap Cap Vials offer great rigidity and glass-like clarity. Polyethylene caps "snap" on and off quickly and easily. Great for storing bench top accessories and field sampling.Style: Snap Cap VialCapacity/Volume: 7 dram (26 mL)Dimensions: 33.5 x 71.5mColor: ClearMaterial: PolystyreneNeck Finish: 28mmAttached Cap: White Polypropylene Unlined Cap Old Part# QP-3078, New Part# QP-PLC-03733. Typically ships from Pennsylvania. Call (888) 322-5722 for availability. | EA | N/A | N/A | 73.115 | All Commercial Customers | 0% | 5% | 5% | 69.4593 | 69.9841 | 6-11 of Same Item 10% off ¦ 12+ of same Item 15% off | 7 days | Destination | USA
540-11 | Qorpak | PLC-03734 | QP-PLC-03734 | N/A | Natural Linerless Cap, 43mm, 15 dram, Clear PS Snap Cap Vials, case/144 | Polystyrene Snap Cap Vials offer great rigidity and glass-like clarity. Polyethylene caps "snap" on and off quickly and easily. Great for storing bench top accessories and field sampling.Polystyrene Snap Cap Vials offer great rigidity and glass-like clarity. Polyethylene caps "snap" on and off quickly and easily. Great for storing bench top accessories and field sampling.Style: Snap Cap VialCapacity/Volume: 7 dram (26 mL)Dimensions: 36 x 62mmColor: ClearMaterial: PolystyreneNeck Finish: 28mmAttached Cap: White Polypropylene Unlined Cap Old Part# QP-3079, New Part# QP-PLC-03734. Typically ships from Pennsylvania. Call (888) 322-5722 for availability. | EA | N/A | N/A | 87.1675 | All Commercial Customers | 0% | 5% | 5% | 82.8091 | 83.4349 | 6-11 of Same Item 10% off ¦ 12+ of same Item 15% off | 7 days | Destination | USA
540-11 | Qorpak | PLC-03741 | QP-PLC-03741 | N/A | Natural Nylon/PE Modern Round, 16oz, 28-400 Green PTFE Lined Cap, case/24 | 16oz (480ml) Nylon/PE Barrier Bottles, Green PTFE Lined Caps are 70 x 174mm in dimension. Natural Nylon/PE Modern Rounds are nylon bottles co-extruded within a polyethylene bottle banded together by an adhesive. The advantage of this process is that no trace ingredients can get into the "sidewall maze". Containers produced by this process offer improved protection for non-polar hydrocarbons.Attached Green Thermoset (phenolic) F217 & PTFE Lined Caps are known for providing the widest range of chemical compatibility and for being the most temperature tolerant of plastic closures. The color green easily identifies the PTFE liner system. Foam backed PTFE liners resist attack from virtually all chemicals at room temperature and provides resilience for a tight seal with a low moisture transmission rate. F217 has a low density foam core between two solid layers of LDPE. Uses include analytical lab samples, high purity chemicals, strong acids solvents, environmental samples, pharmaceuticals, and diagnostic reagents. Thermoset closures cannot be remelted after they are formed. Common Thermoset cap resins include urea, phenolic, and melamine. Typically ships from Pennsylvania. Call (888) 322-5722 for availability. | EA | N/A | N/A | 57.5575 | All Commercial Customers | 0% | 5% | 5% | 54.6796 | 55.0928 | 6-11 of Same Item 10% off ¦ 12+ of same Item 15% off | 7 days | Destination | USA
540-11 | Qorpak | PLC-03744 | QP-PLC-03744 | N/A | Natural Nylon/PE Modern Round, 28-400 Green PTFE Lined Cap, 32oz, case/12 | 32oz (960ml) Nylon/PE Barrier Bottles, Green PTFE Lined Caps are 88 x 198mm in dimension. Natural Nylon/PE Modern Rounds are nylon bottles co-extruded within a polyethylene bottle banded together by an adhesive. The advantage of this process is that no trace ingredients can get into the "sidewall maze". Containers produced by this process offer improved protection for non-polar hydrocarbons.Attached Green Thermoset (phenolic) F217 & PTFE Lined Caps are known for providing the widest range of chemical compatibility and for being the most temperature tolerant of plastic closures. The color green easily identifies the PTFE liner system. Foam backed PTFE liners resist attack from virtually all chemicals at room temperature and provides resilience for a tight seal with a low moisture transmission rate. F217 has a low density foam core between two solid layers of LDPE. Uses include analytical lab samples, high purity chemicals, strong acids solvents, environmental samples, pharmaceuticals, and diagnostic reagents. Thermoset closures cannot be remelted after they are formed. Common Thermoset cap resins include urea, phenolic, and melamine. Typically ships from Pennsylvania. Call (888) 322-5722 for availability. | EA | N/A | N/A | 35.8925 | All Commercial Customers | 0% | 5% | 5% | 34.0979 | 34.3555 | 6-11 of Same Item 10% off ¦ 12+ of same Item 15% off | 7 days | Destination | USA
540-11 | Qorpak | PLC-04907 | QP-PLC-04907 | N/A | Natural Jar, 16oz, 89-400 Aluminum Foil Lined Cap, case/24 | Natural Polypropylene Jars are translucent and durable. Jars are ideal for storing and collecting specimens and lab supplies. Wide neck and straight sides facilitate easy recovery of contents. Polypropylene offers greater tolerance to high temperatures than HDPE and better contact clarity. Attached black phenolic (Thermoset) pulp/aluminum foil lined caps are typically used for food applications. Free of odor and taste problems. Also can be used for non-acid, non-alkaline products. Great for organic solvents, chrome cleaners, brake fluids and mineral oils.Style: JarCapacity/Volume: 16 ounce (480 mL)Dimensions: 89 x 96mmColor: NaturalMaterial: PolypropyleneNeck Finish: 89-400Attached Cap: Black Phenolic Pulp/Aluminum Foil Lined Cap. Typically ships from Pennsylvania. Call (888) 322-5722 for availability. | EA | N/A | N/A | 81.48 | All Commercial Customers | 0% | 5% | 5% | 77.406 | 77.9909 | 6-11 of Same Item 10% off ¦ 12+ of same Item 15% off | 7 days | Destination | USA
540-11 | Qorpak | PLC-04909 | QP-PLC-04909 | N/A | Natural Jar, 89-400 Aluminum Foil Lined Cap, 8oz, case/36 | Natural Polypropylene Jars are translucent and durable. Jars are ideal for storing and collecting specimens and lab supplies. Wide neck and straight sides facilitate easy recovery of contents. Polypropylene offers greater tolerance to high temperatures than HDPE and better contact clarity. Attached black phenolic (Thermoset) pulp/aluminum foil lined caps are typically used for food applications. Free of odor and taste problems. Also can be used for non-acid, non-alkaline products. Great for organic solvents, chrome cleaners, brake fluids and mineral oils.Style: JarCapacity/Volume: 8 ounce (240 mL)Dimensions: 89 x 64mmColor: NaturalMaterial: PolypropyleneNeck Finish: 89-400Attached Cap: Black Phenolic Pulp/Aluminum Foil Lined Cap. Typically ships from Pennsylvania. Call (888) 322-5722 for availability. | EA | N/A | N/A | 112.3675 | All Commercial Customers | 0% | 5% | 5% | 106.7491 | 107.5558 | 6-11 of Same Item 10% off ¦ 12+ of same Item 15% off | 7 days | Destination | USA
540-11 | Qorpak | PLC-05057 | QP-PLC-05057 | N/A | HDPE Wide Mouth Round Bottles, 250mL, 53-400 Black Tin Foil Lined Cap, case/48 | Natural HDPE Wide Mouth Round Bottles are ideal for general lab use with solids and powders. These HDPE bottles provide an excellent moisture barrier and are impact resistant. They are ideal for high-speed filling, demanding pharmaceutical specifications and the rough handling of interstate shipping.Attached black Thermoset (phenolic) caps with tin foil liners offer good chemical resistance and are typically used with solids and powders. Good resistance to hydro-carbons, alcohols, ketones and oils. Not recommended for acids and alkalis.Style: Wide Mouth Round BottleCapacity/Volume: 8.5 ounce (250 mL)Size: 67 x 102mmColor: Natural Material: HDPENeck Finish: 53-400Attached Cap: Black Phenolic Pulp/Tin Foil Lined Cap. Typically ships from Pennsylvania. Call (888) 322-5722 for availability. | EA | N/A | N/A | 94.71 | All Commercial Customers | 0% | 5% | 5% | 89.9745 | 90.6544 | 6-11 of Same Item 10% off ¦ 12+ of same Item 15% off | 7 days | Destination | USA
540-11 | Qorpak | PLC-05374 | QP-PLC-05374 | N/A | HDPE Wide Mouth Round Bottles, 250mL, 53-400 Black PE Lined Cap, 8.5oz, case/48 | Natural HDPE Wide Mouth Round Bottles are ideal for general lab use with solids and powders. These HDPE bottles provide an excellent moisture barrier and are impact resistant. They are ideal for high-speed filling, demanding pharmaceutical specifications and the rough handling of interstate shipping.Attached black Thermoset (phenolic) caps with solid polyethylene liners offer good chemical resistance and low moisture vapor transmission rate. They are great for nail polish remover and higher concentration acids and alkalis. Good for non-oil products filled at room temperature. Because this lining system is paperless, your samples will not be contaminated with fiber or paper particles from the closure.Style: Wide Mouth Round BottleCapacity/Volume: 8.5 ounce (250 mL)Dimensions: 67 x 102mmColor: NaturalMaterial: HDPENeck Finish: 53-400Attached Cap: Black Phenolic Solid PE Lined Cap. Typically ships from Pennsylvania. Call (888) 322-5722 for availability. | EA | N/A | N/A | 86.6075 | All Commercial Customers | 0% | 5% | 5% | 82.2771 | 82.8989 | 6-11 of Same Item 10% off ¦ 12+ of same Item 15% off | 7 days | Destination | USA
540-11 | Qorpak | PLC-05377 | QP-PLC-05377 | N/A | HDPE Wide Mouth Round Bottles, 60mL, 33-400 Black PE Lined Cap, 2oz, case/48 | Natural HDPE Wide Mouth Round Bottles are ideal for general lab use with solids and powders. These HDPE bottles provide an excellent moisture barrier and are impact resistant. They are ideal for high-speed filling, demanding pharmaceutical specifications and the rough handling of interstate shipping.Attached black Thermoset (phenolic) caps with solid polyethylene liners offer good chemical resistance and low moisture vapor transmission rate. They are great for nail polish remover and higher concentration acids and alkalis. Good for non-oil products filled at room temperature. Because this lining system is paperless, your samples will not be contaminated with fiber or paper particles from the closure.Style: Wide Mouth Round BottleCapacity/Volume: 2 ounce (60 mL)Dimensions: 40 x 75mmColor: NaturalMaterial: HDPENeck Finish: 33-400Attached Cap: Black Phenolic Solid PE Lined Cap. Typically ships from Pennsylvania. Call (888) 322-5722 for availability. | EA | N/A | N/A | 47.215 | All Commercial Customers | 0% | 5% | 5% | 44.8543 | 45.1932 | 6-11 of Same Item 10% off ¦ 12+ of same Item 15% off | 7 days | Destination | USA
540-11 | Qorpak | PLC-05499 | QP-PLC-05499 | N/A | HDPE Wide Mouth Round Bottles, 63-400 White Unlined Cap, 950mL, case/72 | Natural HDPE Wide Mouth Round Bottles are ideal for general lab use with solids and powders. These HDPE bottles provide an excellent moisture barrier and are impact resistant. They are ideal for high-speed filling, demanding pharmaceutical specifications and the rough handling of interstate shipping. Attached unlined white polypropylene caps are known for good impact strength, cost effectiveness, and pliability.Natural HDPE Wide Mouth Round Bottles are ideal for general lab use with solids and powders. These HDPE bottles provide an excellent moisture barrier and are impact resistant. They are ideal for high-speed filling, demanding pharmaceutical specifications and the rough handling of interstate shipping. Attached unlined white polypropylene caps are known for good impact strength, cost effectiveness, and pliability. Style: Lab Style Bottle Capacity/Volume: 32 ounce (960 mL)Dimensions: 71 x 152mm Color: NaturalMaterial: HDPENeck Finish: 63-400 Attached Cap: Natural Polypropylene Linerless Cap. Typically ships from Pennsylvania. Call (888) 322-5722 for availability. | EA | N/A | N/A | 139.6675 | All Commercial Customers | 0% | 5% | 5% | 132.6841 | 133.6868 | 6-11 of Same Item 10% off ¦ 12+ of same Item 15% off | 7 days | Destination | USA
540-11 | Qorpak | PLC-05771 | QP-PLC-05771 | N/A | Clear PVC Cylinder, 20-410 White Foam Lined Cap, 4oz, case/559 | 4 ounce (120 mL) Clear PVC Cylinder, 20-410 White Polypropylene SturdeeSeal&reg; PE Foam Lined Cap attachedClear PVC Cylinder Bottles provide an excellent resistance to oxygen permeation, oils and good water barrier characteristics. Transparent, rigid cylinders allow for easy visual identification of the amount of product inside. Narrow mouth cylinders are perfect for handling liquid samples in the lab. The shoulder style allows you to pour small quantities without spilling. Attached PP SturdeeSeal&reg; PE Foam Lined Caps are known for good impact strength, cost effectiveness, and pliability. These polypropylene closures with foamed polyethylene liners have excellent sealing characteristics and offer good chemical resistance including acids, alcohols, alkalis, aqueous products, cosmetics, household oils and solvents.Style: Cylinder BottleCapacity/Volume: 4 ounce (120 mL)Dimensions: 41 x 120mmColor: ClearMaterial: PVCNeck Finish: 20-410Attached Cap: White Polypropylene SturdeeSeal&reg; PE Foam Lined Cap. Typically ships from Pennsylvania. Call (888) 322-5722 for availability. | EA | N/A | N/A | 338.17 | All Commercial Customers | 0% | 5% | 5% | 321.2615 | 323.6892 | 6-11 of Same Item 10% off ¦ 12+ of same Item 15% off | 7 days | Destination | USA
540-11 | Qorpak | PLC-05772 | QP-PLC-05772 | N/A | Clear PVC Cylinder, 24-410 White Foam Lined Cap, 8oz, case/489 | 8 ounce (240 mL) Clear PVC Cylinder, 24-410 White Polypropylene SturdeeSeal&reg; PE Foam Lined Cap attachedClear PVC Cylinder Bottles provide an excellent resistance to oxygen permeation, oils and good water barrier characteristics. Transparent, rigid cylinders allow for easy visual identification of the amount of product inside. Narrow mouth cylinders are perfect for handling liquid samples in the lab. The shoulder style allows you to pour small quantities without spilling. Attached PP SturdeeSeal&reg; PE Foam Lined Caps are known for good impact strength, cost effectiveness, and pliability. These polypropylene closures with foamed polyethylene liners have excellent sealing characteristics and offer good chemical resistance including acids, alcohols, alkalis, aqueous products, cosmetics, household oils and solvents.Style: Cylinder BottleCapacity/Volume: 8 ounce (240 mL)Dimensions: 49 x 161mmColor: ClearMaterial: PVCNeck Finish: 24-410Attached Cap: White Polypropylene SturdeeSeal&reg; PE Foam Lined Cap. Typically ships from Pennsylvania. Call (888) 322-5722 for availability. | EA | N/A | N/A | 410.2175 | All Commercial Customers | 0% | 5% | 5% | 389.7066 | 392.6515 | 6-11 of Same Item 10% off ¦ 12+ of same Item 15% off | 7 days | Destination | USA
540-11 | Qorpak | PLC-05773 | QP-PLC-05773 | N/A | Clear PVC Cylinder, 16oz, 28-410 White Foam Lined Cap, case/243 | 16 ounce (480 mL) Clear PVC Cylinder, 28-410 White Polypropylene SturdeeSeal&reg; PE Foam Lined Cap attachedClear PVC Cylinder Bottles provide an excellent resistance to oxygen permeation, oils and good water barrier characteristics. Transparent, rigid cylinders allow for easy visual identification of the amount of product inside. Narrow mouth cylinders are perfect for handling liquid samples in the lab. The shoulder style allows you to pour small quantities without spilling. Attached PP SturdeeSeal&reg; PE Foam Lined Caps are known for good impact strength, cost effectiveness, and pliability. These polypropylene closures with foamed polyethylene liners have excellent sealing characteristics and offer good chemical resistance including acids, alcohols, alkalis, aqueous products, cosmetics, household oils and solvents.Style: Cylinder BottleCapacity/Volume: 16 ounce (480 mL)Dimensions: 63 x 192mmColor: ClearMaterial: PVCNeck Finish: 28-410Attached Cap: White Polypropylene SturdeeSeal&reg; PE Foam Lined Cap. Typically ships from Pennsylvania. Call (888) 322-5722 for availability. | EA | N/A | N/A | 279.7375 | All Commercial Customers | 0% | 5% | 5% | 265.7506 | 267.7588 | 6-11 of Same Item 10% off ¦ 12+ of same Item 15% off | 7 days | Destination | USA
540-11 | Qorpak | PLC-05774 | QP-PLC-05774 | N/A | Clear PVC Cylinder, 28-410 White Foam Lined Cap, 32oz, case/128 | 32 ounce (960 mL) Clear PVC Cylinder, 28-410 White Polypropylene SturdeeSeal&reg; PE Foam Lined Cap attachedClear PVC Cylinder Bottles provide an excellent resistance to oxygen permeation, oils and good water barrier characteristics. Transparent, rigid cylinders allow for easy visual identification of the amount of product inside. Narrow mouth cylinders are perfect for handling liquid samples in the lab. The shoulder style allows you to pour small quantities without spilling. Attached PP SturdeeSeal&reg; PE Foam Lined Caps are known for good impact strength, cost effectiveness, and pliability. These polypropylene closures with foamed polyethylene liners have excellent sealing characteristics and offer good chemical resistance including acids, alcohols, alkalis, aqueous products, cosmetics, household oils and solvents.Style: Cylinder BottleCapacity/Volume: 32 ounce (960 mL)Dimensions: 81 x 220mmColor: ClearMaterial: PVCNeck Finish: 28-410Attached Cap: White Polypropylene SturdeeSeal&reg; PE Foam Lined Cap. Typically ships from Pennsylvania. Call (888) 322-5722 for availability. | EA | N/A | N/A | 240.1525 | All Commercial Customers | 0% | 5% | 5% | 228.1449 | 229.8689 | 6-11 of Same Item 10% off ¦ 12+ of same Item 15% off | 7 days | Destination | USA
540-11 | Qorpak | PLC-06388 | QP-PLC-06388 | N/A | Natural Jar, 120-400 White Foam Lined Cap, 32oz, case/60 | Natural Polypropylene Jars are translucent and durable. Jars are ideal for storing and collecting specimens and lab supplies. Wide neck and straight sides facilitate easy recovery of contents. Polypropylene offers greater tolerance to high temperatures than HDPE and better contact clarity. Attached PP SturdeeSeal&reg; PE Foam Lined Caps are known for good impact strength, cost effectiveness, and pliability. These polypropylene closures with foamed polyethylene liners have excellent sealing characteristics and offer good chemical resistance including acids, alcohols, alkalis, aqueous products, cosmetics, household oils and solvents.Style: JarCapacity/Volume: 32 ounce (960 mL)Dimensions: 120 x 96mmColor: NaturalMaterial: PolypropyleneNeck Finish: 120-400Attached Cap: White Polypropylene SturdeeSeal&reg; PE Foam Lined Cap. Typically ships from Pennsylvania. Call (888) 322-5722 for availability. | EA | N/A | N/A | 220.99 | All Commercial Customers | 0% | 5% | 5% | 209.9405 | 211.527 | 6-11 of Same Item 10% off ¦ 12+ of same Item 15% off | 7 days | Destination | USA
540-11 | Qorpak | PLC-06589 | QP-PLC-06589 | N/A | Clear PET Packer, 33-400 White Foam Lined Cap, 60mL, case/48 | Clear PET Packer Bottles provide a good alcohol and solvent barrier. These clear and transparent bottles make sample identification a snap. PET is stress and impact resistant. ideal for oil analysis. They feature glass-like clarity and are durable and rigid. They also have exceptional gas and moisture barrier properties and a good alcohol & solvent barrier. Attached PP SturdeeSeal&reg; PE Foam Lined Caps are known for good impact strength, cost effectiveness, and pliability. These polypropylene closures with foamed polyethylene liners have excellent sealing characteristics and offer good chemical resistance including acids, alcohols, alkalis, aqueous products, cosmetics, household oils and solvents.Style: Packer BottleCapacity/Volume: 2 ounce (60 mL)Dimensions: 34 x 71mmColor: ClearMaterial: PETNeck Finish: 33-400Attached Cap: White Polypropylene SturdeeSeal&reg; PE Foam Lined Cap. Typically ships from Pennsylvania. Call (888) 322-5722 for availability. | EA | N/A | N/A | 30.0475 | All Commercial Customers | 0% | 5% | 5% | 28.5451 | 28.7608 | 6-11 of Same Item 10% off ¦ 12+ of same Item 15% off | 7 days | Destination | USA
540-11 | Qorpak | PLC-06590 | QP-PLC-06590 | N/A | Amber PET Packer, 33-400 White Foam Lined Cap, 60mL, case/48 | 2 ounce (60 mL) Amber PET (plastic) Packer Jars, 33-400 PE Foam Lined CapsAmber PET Packer Bottles protect from harmful light and UV rays. They are glass-like clarity and are durable and rigid. They also have exceptional gas and moisture barrier properties. PET is stress and impact resistant and provides a good alcohol and solvent barrier. PET bottles are ideal for oil analysis. Attached PP SturdeeSeal&reg; PE Foam Lined Caps are known for good impact strength, cost effectiveness, and pliability. These polypropylene closures with foamed polyethylene liners have excellent sealing characteristics and offer good chemical resistance including acids, alcohols, alkalis, aqueous products, cosmetics, household oils and solvents.Style: Packer BottleCapacity/Volume: 2 ounce (60 mL)Dimensions: 34 x 71mmColor: AmberMaterial: PETNeck Finish: 33-400Attached Cap: White Polypropylene SturdeeSeal&reg; PE Foam Lined Cap. Typically ships from Pennsylvania. Call (888) 322-5722 for availability. | EA | N/A | N/A | 32.48 | All Commercial Customers | 0% | 5% | 5% | 30.856 | 31.0892 | 6-11 of Same Item 10% off ¦ 12+ of same Item 15% off | 7 days | Destination | USA
540-11 | Qorpak | PLC-06591 | QP-PLC-06591 | N/A | Clear PET Packer, 120mL, 38-400 White Foam Lined Cap, case/48 | Clear PET Packer Bottles provide a good alcohol and solvent barrier. These clear and transparent bottles make sample identification a snap. PET is stress and impact resistant. ideal for oil analysis. They feature glass-like clarity and are durable and rigid. They also have exceptional gas and moisture barrier properties and a good alcohol & solvent barrier. Attached PP SturdeeSeal&reg; PE Foam Lined Caps are known for good impact strength, cost effectiveness, and pliability. These polypropylene closures with foamed polyethylene liners have excellent sealing characteristics and offer good chemical resistance including acids, alcohols, alkalis, aqueous products, cosmetics, household oils and solvents.Style: Packer BottleCapacity/Volume: 4 ounce (120 mL)Dimensions: 40 x 92mmColor: ClearMaterial: PETNeck Finish: 38-400Attached Cap: White Polypropylene SturdeeSeal&reg; PE Foam Lined Cap. Typically ships from Pennsylvania. Call (888) 322-5722 for availability. | EA | N/A | N/A | 35.4725 | All Commercial Customers | 0% | 5% | 5% | 33.6989 | 33.9535 | 6-11 of Same Item 10% off ¦ 12+ of same Item 15% off | 7 days | Destination | USA
540-11 | Qorpak | PLC-06592 | QP-PLC-06592 | N/A | Amber PET Packer, 120mL, 38-400 White Foam Lined Cap, case/48 | 4 ounce (120 mL) Amber PET (plastic) Packer Jars, 38-400 PE Foam Lined CapsAmber PET Packer Bottles protect from harmful light and UV rays. They are glass-like clarity and are durable and rigid. They also have exceptional gas and moisture barrier properties. PET is stress and impact resistant and provides a good alcohol and solvent barrier. PET bottles are ideal for oil analysis. Attached PP SturdeeSeal&reg; PE Foam Lined Caps are known for good impact strength, cost effectiveness, and pliability. These polypropylene closures with foamed polyethylene liners have excellent sealing characteristics and offer good chemical resistance including acids, alcohols, alkalis, aqueous products, cosmetics, household oils and solvents.Style: Packer BottleCapacity/Volume: 4 ounce (120 mL)Dimensions: 40 x 92mmColor: AmberMaterial: PETNeck Finish: 38-400Attached Cap: White Polypropylene SturdeeSeal&reg; PE Foam Lined Cap. Typically ships from Pennsylvania. Call (888) 322-5722 for availability. | EA | N/A | N/A | 35.175 | All Commercial Customers | 0% | 5% | 5% | 33.4163 | 33.6688 | 6-11 of Same Item 10% off ¦ 12+ of same Item 15% off | 7 days | Destination | USA
540-11 | Qorpak | PLC-06593 | QP-PLC-06593 | N/A | Amber PET Packer, 250mL, 45-400 White Foam Lined Cap, case/48 | 8.5 ounce (250 mL) Amber PET (plastic) Packer Jars, 45-400 PE Foam Lined CapsAmber PET Packer Bottles protect from harmful light and UV rays. They are glass-like clarity and are durable and rigid. They also have exceptional gas and moisture barrier properties. PET is stress and impact resistant and provides a good alcohol and solvent barrier. PET bottles are ideal for oil analysis. Attached PP SturdeeSeal&reg; PE Foam Lined Caps are known for good impact strength, cost effectiveness, and pliability. These polypropylene closures with foamed polyethylene liners have excellent sealing characteristics and offer good chemical resistance including acids, alcohols, alkalis, aqueous products, cosmetics, household oils and solvents.Style: Packer BottleCapacity/Volume: 8.5 ounce (250 mL)Dimensions: 46 x 112mmColor: AmberMaterial: PETNeck Finish: 45-400Attached Cap: White Polypropylene SturdeeSeal&reg; PE Foam Lined Cap. Typically ships from Pennsylvania. Call (888) 322-5722 for availability. | EA | N/A | N/A | 59.395 | All Commercial Customers | 0% | 5% | 5% | 56.4252 | 56.8516 | 6-11 of Same Item 10% off ¦ 12+ of same Item 15% off | 7 days | Destination | USA
540-11 | Qorpak | PLC-06594 | QP-PLC-06594 | N/A | Clear PET Packer, 250mL, 45-400 White Foam Lined Cap, case/48 | Clear PET Packer Bottles provide a good alcohol and solvent barrier. These clear and transparent bottles make sample identification a snap. PET is stress and impact resistant. ideal for oil analysis. They feature glass-like clarity and are durable and rigid. They also have exceptional gas and moisture barrier properties and a good alcohol & solvent barrier. Attached PP SturdeeSeal&reg; PE Foam Lined Caps are known for good impact strength, cost effectiveness, and pliability. These polypropylene closures with foamed polyethylene liners have excellent sealing characteristics and offer good chemical resistance including acids, alcohols, alkalis, aqueous products, cosmetics, household oils and solvents.Style: Packer BottleCapacity/Volume: 8.5 ounce (250 mL)Dimensions: 46 x 112mmColor: ClearMaterial: PETNeck Finish: 45-400Attached Cap: White Polypropylene SturdeeSeal&reg; PE Foam Lined Cap. Typically ships from Pennsylvania. Call (888) 322-5722 for availability. | EA | N/A | N/A | 59.5 | All Commercial Customers | 0% | 5% | 5% | 56.525 | 56.9521 | 6-11 of Same Item 10% off ¦ 12+ of same Item 15% off | 7 days | Destination | USA
540-11 | Qorpak | PLC-06596 | QP-PLC-06596 | N/A | Clear PET Packer, 45-400 White Foam Lined Cap, 500mL, case/24 | Clear PET Packer Bottles provide a good alcohol and solvent barrier. These clear and transparent bottles make sample identification a snap. PET is stress and impact resistant. ideal for oil analysis. They feature glass-like clarity and are durable and rigid. They also have exceptional gas and moisture barrier properties and a good alcohol & solvent barrier. Attached PP SturdeeSeal&reg; PE Foam Lined Caps are known for good impact strength, cost effectiveness, and pliability. These polypropylene closures with foamed polyethylene liners have excellent sealing characteristics and offer good chemical resistance including acids, alcohols, alkalis, aqueous products, cosmetics, household oils and solvents.Style: Packer BottleCapacity/Volume: 16 ounce (500 mL)Dimensions: 46 x 135mmColor: ClearMaterial: PETNeck Finish: 45-400Attached Cap: White Polypropylene SturdeeSeal&reg; PE Foam Lined Cap. Typically ships from Pennsylvania. Call (888) 322-5722 for availability. | EA | N/A | N/A | 43.855 | All Commercial Customers | 0% | 5% | 5% | 41.6623 | 41.9771 | 6-11 of Same Item 10% off ¦ 12+ of same Item 15% off | 7 days | Destination | USA
540-11 | Qorpak | PLC-06597 | QP-PLC-06597 | N/A | Ultra Clean 4oz (120ml) Clear PET Packers, 38-400 White Polypropylene Foam Lined Cap, case/48 | Ultra Clean 4oz (120ml) Clear Polyester Packer Jar with 38-400 White Polypropylene SturdeeSeal&reg; PE Foam Lined Cap attached. 49 x 92mm Polyester Packer Jar Bottles, Ultra Clean. Ultra Cleaned containers feature a proprietary cleaning process that removes up to 99.5% of particles that are 5 microns and larger. Designed for those needing containers cleaned for general lab use or fluid sampling. The typical cleanliness level for containers less than 100ml is less than 200 particles per container that are larger than 5 microns. For larger containers, the typical cleanliness level is less than 2 particles/ml that are larger than 5 microns. Containers are quality controlled and process certified. For cleaned containers for pharmaceutical and medical device use, lower particle count applications, or for containers that require a certification of analysis, please inquire about our custom cleaned containers. Please note: Precleaned items are not returnable. 2 Case Minimum. | EA | N/A | N/A | 211.684 | All Commercial Customers | 0% | 5% | 5% | 201.0998 | 202.6194 | 6-11 of Same Item 10% off ¦ 12+ of same Item 15% off | 7 days | Destination | USA
540-11 | Qorpak | PLC-06794 | QP-PLC-06794 | N/A | Clear PET Packer, 120mL, 38-400 Green PTFE Lined Cap, case/48 | Clear PET Packer Bottles provide a good alcohol and solvent barrier. These clear and transparent bottles make sample identification a snap. PET is stress and impact resistant. ideal for oil analysis. They feature glass-like clarity and are durable and rigid. They also have exceptional gas and moisture barrier properties and a good alcohol & solvent barrier. Attached green Thermoset (phenolic) are known for providing the widest range of chemical compatibility and for being the most temperature tolerant of plastic closures. The color green easily identifies the PTFE liner system. Foam backed PTFE liners resist attack from virtually all chemicals at room temperature and provides resilience for a tight seal with a low moisture transmission rate. F217 has a low density foam core between two solid layers of LDPE. Uses include analytical lab samples, high purity chemicals, strong acids solvents, environmental samples, pharmaceuticals, and diagnostic reagents.Style: Packer BottleCapacity/Volume: 4 ounce (120 mL)Dimensions: 40 x 92mmColor: ClearMaterial: PETNeck Finish: 38-400Attached Cap: Green Thermoset F217 and PTFE Lined Cap. Typically ships from Pennsylvania. Call (888) 322-5722 for availability. | EA | N/A | N/A | 65.1 | All Commercial Customers | 0% | 5% | 5% | 61.845 | 62.3123 | 6-11 of Same Item 10% off ¦ 12+ of same Item 15% off | 7 days | Destination | USA
540-11 | Qorpak | PLC-06796 | QP-PLC-06796 | N/A | Ultra Clean 4oz (120ml) Clear Heavyweight PET Packers, 38-400 White Polypropylene Foam Lined Cap, case/48 | Ultra Clean 4oz (120ml) Clear Heavyweight (24 gram thickness) Polyester Packer Jar with 38-400 White Polypropylene SturdeeSeal&reg; PE Foam Lined Cap attached. 49 x 92mm Heavy Duty Polyester Packer Jar Bottles, Ultra Clean. Ultra Cleaned containers feature a proprietary cleaning process that removes up to 99.5% of particles that are 5 microns and larger. Designed for those needing containers cleaned for general lab use or fluid sampling. The typical cleanliness level for containers less than 100ml is less than 200 particles per container that are larger than 5 microns. For larger containers, the typical cleanliness level is less than 2 particles/ml that are larger than 5 microns. Containers are quality controlled and process certified. For cleaned containers for pharmaceutical and medical device use, lower particle count applications, or for containers that require a certification of analysis, please inquire about our custom cleaned containers. Please note: Precleaned items are not returnable. 2 Case Minimum. | EA | N/A | N/A | 236.062 | All Commercial Customers | 0% | 5% | 5% | 224.2589 | 225.9536 | 6-11 of Same Item 10% off ¦ 12+ of same Item 15% off | 7 days | Destination | USA
540-11 | Qorpak | PLC-06806 | QP-PLC-06806 | N/A | Ultra Clean 17oz (500ml) Clear PET Packers, 45-400 White Polypropylene Foam Lined Cap, case/24 | Ultra Clean 17oz (500ml) Clear Polyester Packer Jar with 45-400 White Polypropylene SturdeeSeal&reg; PE Foam Lined Cap attached. 78 x 135mm Polyester Packer Jar Bottles, Ultra Clean. Ultra Cleaned containers feature a proprietary cleaning process that removes up to 99.5% of particles that are 5 microns and larger. Designed for those needing containers cleaned for general lab use or fluid sampling. The typical cleanliness level for containers less than 100ml is less than 200 particles per container that are larger than 5 microns. For larger containers, the typical cleanliness level is less than 2 particles/ml that are larger than 5 microns. Containers are quality controlled and process certified. For cleaned containers for pharmaceutical and medical device use, lower particle count applications, or for containers that require a certification of analysis, please inquire about our custom cleaned containers. Please note: Precleaned items are not returnable. 2 Case Minimum. | EA | N/A | N/A | 174.998 | All Commercial Customers | 0% | 5% | 5% | 166.2481 | 167.5044 | 6-11 of Same Item 10% off ¦ 12+ of same Item 15% off | 7 days | Destination | USA
540-11 | Qorpak | PLC-06884 | QP-PLC-06884 | N/A | Clear PET Packer, 200mL, 38-400 White Foam Lined Cap, case/335 | Clear PET Packer Bottles provide a good alcohol and solvent barrier. These clear and transparent bottles make sample identification a snap. PET is stress and impact resistant. ideal for oil analysis. They feature glass-like clarity and are durable and rigid. They also have exceptional gas and moisture barrier properties and a good alcohol & solvent barrier. Attached PP SturdeeSeal&reg; PE Foam Lined Caps are known for good impact strength, cost effectiveness, and pliability. These polypropylene closures with foamed polyethylene liners have excellent sealing characteristics and offer good chemical resistance including acids, alcohols, alkalis, aqueous products, cosmetics, household oils and solvents.Style: Packer BottleCapacity/Volume: 6.75"ounce (200 mL)Dimensions: 59 x 109mmColor: ClearMaterial: PETNeck Finish: 38-400Attached Cap: White Polypropylene SturdeeSeal&reg; PE Foam Lined Cap. Typically ships from Pennsylvania. Call (888) 322-5722 for availability. | EA | N/A | N/A | 325.01 | All Commercial Customers | 0% | 5% | 5% | 308.7595 | 311.0927 | 6-11 of Same Item 10% off ¦ 12+ of same Item 15% off | 7 days | Destination | USA
540-11 | Qorpak | PLC-07097 | QP-PLC-07097 | N/A | Heavy PET Packer, 120mL, Super Cleaned/ Certified for Oil Analysis, case/48 | 4 ounce (120 mL) Clear Heavyweight (24 gram thickness) PET Packer, 38-400 White Polypropylene SturdeeSeal&reg; PE Foam Lined Cap attached, Super Cleaned & Certified for Oil Analysis.Oil Analysis Bottles are Super Cleaned Packers cleaned and certified per specifications for less than 30 particles in the greater than 10 microns size per ML. The bottles are marked with a &#147;Clean&#148; label for easy identification. The heavyweight bottles will withstand the use of a vacuum pump.Style: Packer BottleCapacity/Volume: 4 ounce (120mL)Dimensions: 40 x 92mmColor: ClearMaterial: PETNeck Finish: 38-400Attached Cap: White Polypropylene SturdeeSeal&reg; PE Foam Lined CapTreatment/Grade: Super Cleaned and Certified for Oil AnalysisLEAD TIME TWO WEEKS ON ALL CLEANED ITEMS. Typically ships from Pennsylvania. Call (888) 322-5722 for availability. | EA | N/A | N/A | 93.835 | All Commercial Customers | 0% | 5% | 5% | 89.1432 | 89.8169 | 6-11 of Same Item 10% off ¦ 12+ of same Item 15% off | 7 days | Destination | USA
540-11 | Qorpak | PLC-07184 | QP-PLC-07184 | N/A | White Jar, 1oz, 43-400 White Linerless Cap, case/72 | White Polypropylene Jars are ideal for solids, powders and cosmetics. Jars are ideal for storing and collecting specimens and lab supplies. Wide neck and straight sides facilitate easy recovery of contents. Polypropylene offers greater tolerance to high temperatures than HDPE and better contact clarity. Attached unlined white polypropylene caps are known for good impact strength, cost effectiveness, and pliability.Style: JarCapacity/Volume: 1 ounce (30 mL)Dimensions: 42 x 40mmColor: WhiteMaterial: PolypropyleneNeck Finish: 43-400Attached Cap: White Polypropylene Unlined Cap. Typically ships from Pennsylvania. Call (888) 322-5722 for availability. | EA | N/A | N/A | 69.1425 | All Commercial Customers | 0% | 5% | 5% | 65.6854 | 66.1817 | 6-11 of Same Item 10% off ¦ 12+ of same Item 15% off | 7 days | Destination | USA
540-11 | Qorpak | PLC-07185 | QP-PLC-07185 | N/A | White Jar, 53-400 White Linerless Cap, 2oz, case/48 | White Polypropylene Jars are ideal for solids, powders and cosmetics. Jars are ideal for storing and collecting specimens and lab supplies. Wide neck and straight sides facilitate easy recovery of contents. Polypropylene offers greater tolerance to high temperatures than HDPE and better contact clarity. Attached unlined white polypropylene caps are known for good impact strength, cost effectiveness, and pliability.Style: JarCapacity/Volume: 2 ounce (60 mL)Dimensions: 51 x 45mmColor: WhiteMaterial: PolypropyleneNeck Finish: 53-400Attached Cap: White Polypropylene Unlined Cap. Typically ships from Pennsylvania. Call (888) 322-5722 for availability. | EA | N/A | N/A | 48.5625 | All Commercial Customers | 0% | 5% | 5% | 46.1344 | 46.483 | 6-11 of Same Item 10% off ¦ 12+ of same Item 15% off | 7 days | Destination | USA
540-11 | Qorpak | PLC-07186 | QP-PLC-07186 | N/A | White Jar, 58-400 White Linerless Cap, 4oz, case/36 | White Polypropylene Jars are ideal for solids, powders and cosmetics. Jars are ideal for storing and collecting specimens and lab supplies. Wide neck and straight sides facilitate easy recovery of contents. Polypropylene offers greater tolerance to high temperatures than HDPE and better contact clarity. Attached unlined white polypropylene caps are known for good impact strength, cost effectiveness, and pliability.Style: JarCapacity/Volume: 4 ounce (120 mL)Dimensions: 56 x 70mmColor: WhiteMaterial: PolypropyleneNeck Finish: 58-400Attached Cap: White Polypropylene Unlined Cap. Typically ships from Pennsylvania. Call (888) 322-5722 for availability. | EA | N/A | N/A | 36.8025 | All Commercial Customers | 0% | 5% | 5% | 34.9624 | 35.2266 | 6-11 of Same Item 10% off ¦ 12+ of same Item 15% off | 7 days | Destination | USA
540-11 | Qorpak | PLC-07187 | QP-PLC-07187 | N/A | White Jar, 70-400 White Linerless Cap, 8oz, case/36 | White Polypropylene Jars are ideal for solids, powders and cosmetics. Jars are ideal for storing and collecting specimens and lab supplies. Wide neck and straight sides facilitate easy recovery of contents. Polypropylene offers greater tolerance to high temperatures than HDPE and better contact clarity. Attached unlined white polypropylene caps are known for good impact strength, cost effectiveness, and pliability.Style: JarCapacity/Volume: 8 ounce (240 mL)Dimensions: 64 x 86mmColor: WhiteMaterial: PolypropyleneNeck Finish: 70-400Attached Cap: White Polypropylene Unlined Cap. Typically ships from Pennsylvania. Call (888) 322-5722 for availability. | EA | N/A | N/A | 71.575 | All Commercial Customers | 0% | 5% | 5% | 67.9963 | 68.5101 | 6-11 of Same Item 10% off ¦ 12+ of same Item 15% off | 7 days | Destination | USA
540-11 | Qorpak | PLC-07188 | QP-PLC-07188 | N/A | White Jar, 16oz, 89-400 White Linerless Cap, case/24 | White Polypropylene Jars are ideal for solids, powders and cosmetics. Jars are ideal for storing and collecting specimens and lab supplies. Wide neck and straight sides facilitate easy recovery of contents. Polypropylene offers greater tolerance to high temperatures than HDPE and better contact clarity. Attached unlined white polypropylene caps are known for good impact strength, cost effectiveness, and pliability.Style: JarCapacity/Volume: 16 ounce (480 mL)Dimensions: 88 x 96mmColor: WhiteMaterial: PolypropyleneNeck Finish: 89-400Attached Cap: White Polypropylene Unlined Cap. Typically ships from Pennsylvania. Call (888) 322-5722 for availability. | EA | N/A | N/A | 56.07 | All Commercial Customers | 0% | 5% | 5% | 53.2665 | 53.669 | 6-11 of Same Item 10% off ¦ 12+ of same Item 15% off | 7 days | Destination | USA
540-11 | Qorpak | PLC-07189 | QP-PLC-07189 | N/A | White Jar, 120-400 White Linerless Cap, 32oz, case/24 | White Polypropylene Jars are ideal for solids, powders and cosmetics. Jars are ideal for storing and collecting specimens and lab supplies. Wide neck and straight sides facilitate easy recovery of contents. Polypropylene offers greater tolerance to high temperatures than HDPE and better contact clarity. Attached unlined white polypropylene caps are known for good impact strength, cost effectiveness, and pliability. White Polypropylene Jars are ideal for solids, powders and cosmetics. Jars are ideal for storing and collecting specimens and lab supplies. Wide neck and straight sides facilitate easy recovery of contents. Polypropylene offers greater tolerance to high temperatures than HDPE and better contact clarity. Attached unlined white polypropylene caps are known for good impact strength, cost effectiveness, and pliability. Style: Jar Capacity/Volume: 32 ounce (960 mL) Dimensions: 119 x 96mm Color: White Material: Polypropylene Neck Finish: 120-400 Attached Cap: White Polypropylene Unlined Cap. Typically ships from Pennsylvania. Call (888) 322-5722 for availability. | EA | N/A | N/A | 80.395 | All Commercial Customers | 0% | 5% | 5% | 76.3752 | 76.9524 | 6-11 of Same Item 10% off ¦ 12+ of same Item 15% off | 7 days | Destination | USA
540-11 | Qorpak | PLC-08804 | QP-PLC-08804 | N/A | Clear Heavyweight PET Bottles, 120mL, 38-400 White Foam Lined Cap, case/48 | Heavyweight Clear PET Packer Bottles feature a heavy wall construction (24gram thickness) that will withstand the use of a vacuum pump and higher sampling temperatures. PET Packer Bottles feature glass like clarity and are durable and rigid. Stress and impact resistant, they have exceptional gas and moisture barrier properties and a good alcohol & solvent barrier. PET bottles are ideal for oil analysis. Available in amber, clear or clear heavyweight.Attached PP SturdeeSeal&reg; PE Foam Lined Caps are known for good impact strength, cost effectiveness, and pliability. These polypropylene closures with foamed polyethylene liners have excellent sealing characteristics and offer good chemical resistance including acids, alcohols, alkalis, aqueous products, cosmetics, household oils and solvents.Style: Packer BottleCapacity/Volume: 4 ounce (120 mL)Dimensions: 40 x 92mmColor: ClearMaterial: PETNeck Finish: 38-400Attached Cap: White Polypropylene SturdeeSeal&reg; PE Foam Lined Cap. Typically ships from Pennsylvania. Call (888) 322-5722 for availability. | EA | N/A | N/A | 45.2375 | All Commercial Customers | 0% | 5% | 5% | 42.9756 | 43.3004 | 6-11 of Same Item 10% off ¦ 12+ of same Item 15% off | 7 days | Destination | USA
540-11 | Qorpak | PLC-08925 | QP-PLC-08925 | N/A | PET Jar, 120mL, Super Cleaned/ Certified for Oil Analysis, 4oz, case/48 | 4 ounce (120 mL) Clear PET Packer, 38-400 White Polypropylene SturdeeSeal&reg; PE Foam Lined Cap attached, Super Cleaned & Certified for Oil Analysis.Oil Analysis Bottles are Super Cleaned Packers cleaned and certified per specifications for less than 30 particles in the greater than 10 microns size per ML. The bottles are marked with a &#147;Clean&#148; label for easy identification. Available in either regular or heavyweight bottles. The heavyweight bottles will withstand the use of a vacuum pump. Style: Packer BottleCapacity/Volume: 4 ounce (120mL)Dimensions: 40 x 92mmColor: ClearMaterial: PETNeck Finish: 38-400Attached Cap: White Polypropylene SturdeeSeal&reg; PE Foam Lined CapTreatment/Grade: Super Cleaned and Certified for Oil Analysis LEAD TIME TWO WEEKS ON ALL CLEANED ITEMS. Typically ships from Pennsylvania. Call (888) 322-5722 for availability. | EA | N/A | N/A | 85.459 | All Commercial Customers | 0% | 5% | 5% | 81.1861 | 81.7995 | 6-11 of Same Item 10% off ¦ 12+ of same Item 15% off | 7 days | Destination | USA
540-11 | Qorpak | PLC-09773 | QP-PLC-09773 | N/A | Natural High Profile Hinged Vials, 4oz, case/250 | Lab grade polypropylene Hinged Vials are sterile, leak-proof and airtight. The containers are manufactured in FDA approved Class 10,00 and Class 100,000 clean rooms. The containers are sterile by process and for most applications do not require a second means of sterilization. The containers are physically closed in the mold as part of the manufacturing process in clean rooms using Hepa-Filtration systems, guaranteeing zero particulates larger than one half micron. They are non-absorptive and non-aerosoling. The flip-top is integrally hinged to the container, allowing the user to open and close the container with one hand.Style: Hinged Plain Vials High ProfileCapacity/Volume: 4 ounce (120 mL)Color: NaturalMaterial: PolypropyleneSterile: Yes. Typically ships from Pennsylvania. Call (888) 322-5722 for availability. | EA | N/A | N/A | 119.1575 | All Commercial Customers | 0% | 5% | 5% | 113.1996 | 114.055 | 6-11 of Same Item 10% off ¦ 12+ of same Item 15% off | 7 days | Destination | USA
540-11 | Qorpak | PLC-09775 | QP-PLC-09775 | N/A | Natural High Profile Custody Hinged Vials, High Security 4oz, case/200 | Lab grade polypropylene Hinged Vials are sterile, leak-proof and airtight. The containers are manufactured in FDA approved Class 10,00 and Class 100,000 clean rooms. The containers are sterile by process and for most applications do not require a second means of sterilization. The containers are physically closed in the mold as part of the manufacturing process in clean rooms using Hepa-Filtration systems, guaranteeing zero particulates larger than one half micron. They are non-absorptive and non-aerosoling. The flip-top is integrally hinged to the container, allowing the user to open and close the container with one hand.Style: Hinged Custody Vials Sodium Thiosulfate Tablet and Break Off Arrow, Lock Seal Tab and Custody String Capacity/Volume: 4 ounce (120 mL)Color: NaturalMaterial: PolypropyleneSterile: Yes. Typically ships from Pennsylvania. Call (888) 322-5722 for availability. | EA | N/A | N/A | 106.365 | All Commercial Customers | 0% | 5% | 5% | 101.0468 | 101.8103 | 6-11 of Same Item 10% off ¦ 12+ of same Item 15% off | 7 days | Destination | USA
540-11 | Qorpak | PLC-10037 | QP-PLC-10037 | N/A | Natural Custody Hinged Vials, High Security 2oz, case/600 | Lab grade polypropylene Hinged Vials are sterile, leak-proof and airtight. The containers are manufactured in FDA approved Class 10,00 and Class 100,000 clean rooms. The containers are sterile by process and for most applications do not require a second means of sterilization. The containers are physically closed in the mold as part of the manufacturing process in clean rooms using Hepa-Filtration systems, guaranteeing zero particulates larger than one half micron. They are non-absorptive and non-aerosoling. The flip-top is integrally hinged to the container, allowing the user to open and close the container with one hand. Style: Hinged Custody Vial with Break Off Arrow, Lock Seal Tab and Custody String. Capacity/ Volume: 2 ounce (60 mL) Color: NaturalMaterial: PolypropyleneSterile: Yes. Typically ships from Pennsylvania. Call (888) 322-5722 for availability. | EA | N/A | N/A | 276.0275 | All Commercial Customers | 0% | 5% | 5% | 262.2261 | 264.2077 | 6-11 of Same Item 10% off ¦ 12+ of same Item 15% off | 7 days | Destination | USA
540-11 | Qorpak | PLC-10039 | QP-PLC-10039 | N/A | Natural Hinged Vials, 2oz, case/600 | Lab grade polypropylene Hinged Vials are sterile, leak-proof and airtight. The containers are manufactured in FDA approved Class 10,00 and Class 100,000 clean rooms. The containers are sterile by process and for most applications do not require a second means of sterilization. The containers are physically closed in the mold as part of the manufacturing process in clean rooms using Hepa-Filtration systems, guaranteeing zero particulates larger than one half micron. They are non-absorptive and non-aerosoling. The flip-top is integrally hinged to the container, allowing the user to open and close the container with one hand.Style: Hinged Plain VialsCapacity/Volume: 2 ounce (60 mL)Color: NaturalMaterial: PolypropyleneSterile: Yes. Typically ships from Pennsylvania. Call (888) 322-5722 for availability. | EA | N/A | N/A | 236.285 | All Commercial Customers | 0% | 5% | 5% | 224.4708 | 226.167 | 6-11 of Same Item 10% off ¦ 12+ of same Item 15% off | 7 days | Destination | USA
540-11 | Qorpak | PLC-10041 | QP-PLC-10041 | N/A | Natural High Profile Custody Hinged Vials, 10oz, High Security, case/100 | Lab grade polypropylene Hinged Vials are sterile, leak-proof and airtight. The containers are manufactured in FDA approved Class 10,00 and Class 100,000 clean rooms. The containers are sterile by process and for most applications do not require a second means of sterilization. The containers are physically closed in the mold as part of the manufacturing process in clean rooms using Hepa-Filtration systems, guaranteeing zero particulates larger than one half micron. They are non-absorptive and non-aerosoling. The flip-top is integrally hinged to the container, allowing the user to open and close the container with one hand.Style: Hinged Custody Vials Break Off Arrow, Lock Seal Tab and Custody String Capacity/Volume: 10 ounce (300 mL)Color: NaturalMaterial: PolypropyleneSterile: Yes. Typically ships from Pennsylvania. Call (888) 322-5722 for availability. | EA | N/A | N/A | 95.69 | All Commercial Customers | 0% | 5% | 5% | 90.9055 | 91.5924 | 6-11 of Same Item 10% off ¦ 12+ of same Item 15% off | 7 days | Destination | USA
540-11 | Qorpak | PLC-10045 | QP-PLC-10045 | N/A | Natural Hinged Vials, 8oz, case/150 | Lab grade polypropylene Hinged Vials are sterile, leak-proof and airtight. The containers are manufactured in FDA approved Class 10,00 and Class 100,000 clean rooms. The containers are sterile by process and for most applications do not require a second means of sterilization. The containers are physically closed in the mold as part of the manufacturing process in clean rooms using Hepa-Filtration systems, guaranteeing zero particulates larger than one half micron. They are non-absorptive and non-aerosoling. The flip-top is integrally hinged to the container, allowing the user to open and close the container with one hand.Style: Hinged Plain VialsCapacity/Volume: 8 ounce (240 mL)Color: Natural Material: PolypropyleneSterile: Yes. Typically ships from Pennsylvania. Call (888) 322-5722 for availability. | EA | N/A | N/A | 124.215 | All Commercial Customers | 0% | 5% | 5% | 118.0042 | 118.896 | 6-11 of Same Item 10% off ¦ 12+ of same Item 15% off | 7 days | Destination | USA
540-11 | Qorpak | PLC-10046 | QP-PLC-10046 | N/A | Natural Cornell Graduated Hinged Vials, 11mL, case/500 | Lab grade polypropylene Hinged Vials are sterile, leak-proof and airtight. The containers are manufactured in FDA approved Class 10,00 and Class 100,000 clean rooms. The containers are sterile by process and for most applications do not require a second means of sterilization. The containers are physically closed in the mold as part of the manufacturing process in clean rooms using Hepa-Filtration systems, guaranteeing zero particulates larger than one half micron. They are non-absorptive and non-aerosoling. The flip-top is integrally hinged to the container, allowing the user to open and close the container with one hand.Style: Hinged Cornell VialsCapacity/Volume: 3 dram (11 mL)Color: NaturalMaterial: PolypropyleneSterile: Yes. Typically ships from Pennsylvania. Call (888) 322-5722 for availability. | EA | N/A | N/A | 174.825 | All Commercial Customers | 0% | 5% | 5% | 166.0838 | 167.3388 | 6-11 of Same Item 10% off ¦ 12+ of same Item 15% off | 7 days | Destination | USA
540-11 | Qorpak | PLC-10047 | QP-PLC-10047 | N/A | Natural Graduated Hinged Vet Vials, 13mL, case/500 | Lab grade polypropylene Hinged Vials are sterile, leak-proof and airtight. The containers are manufactured in FDA approved Class 10,00 and Class 100,000 clean rooms. The containers are sterile by process and for most applications do not require a second means of sterilization. The containers are physically closed in the mold as part of the manufacturing process in clean rooms using Hepa-Filtration systems, guaranteeing zero particulates larger than one half micron. They are non-absorptive and non-aerosoling. The flip-top is integrally hinged to the container, allowing the user to open and close the container with one hand.Style: Hinged Vet VialsCapacity/Volume: 3.5 dram (13 mL)Color: NaturalMaterial: PolypropyleneSterile: Yes. Typically ships from Pennsylvania. Call (888) 322-5722 for availability. | EA | N/A | N/A | 175.735 | All Commercial Customers | 0% | 5% | 5% | 166.9483 | 168.2098 | 6-11 of Same Item 10% off ¦ 12+ of same Item 15% off | 7 days | Destination | USA
540-11 | Qorpak | PLC-10048 | QP-PLC-10048 | N/A | Natural Graduated Hinged Vet Vials, 13mL, Lock Seal Tab, case/500 | Lab grade polypropylene Hinged Vials are sterile, leak-proof and airtight. The containers are manufactured in FDA approved Class 10,00 and Class 100,000 clean rooms. The containers are sterile by process and for most applications do not require a second means of sterilization. The containers are physically closed in the mold as part of the manufacturing process in clean rooms using Hepa-Filtration systems, guaranteeing zero particulates larger than one half micron. They are non-absorptive and non-aerosoling. The flip-top is integrally hinged to the container, allowing the user to open and close the container with one hand.Style: Hinged Vet Vials Lock SealCapacity/Volume: 3.5 dram (13 mL)Color: NaturalMaterial: PolypropyleneSterile: Yes. Typically ships from Pennsylvania. Call (888) 322-5722 for availability. | EA | N/A | N/A | 184.0125 | All Commercial Customers | 0% | 5% | 5% | 174.8119 | 176.1329 | 6-11 of Same Item 10% off ¦ 12+ of same Item 15% off | 7 days | Destination | USA
540-11 | Qorpak | PLC-10049 | QP-PLC-10049 | N/A | Natural Hinged Vials, 2.5oz, case/400 | Lab grade polypropylene Hinged Vials are sterile, leak-proof and airtight. The containers are manufactured in FDA approved Class 10,00 and Class 100,000 clean rooms. The containers are sterile by process and for most applications do not require a second means of sterilization. The containers are physically closed in the mold as part of the manufacturing process in clean rooms using Hepa-Filtration systems, guaranteeing zero particulates larger than one half micron. They are non-absorptive and non-aerosoling. The flip-top is integrally hinged to the container, allowing the user to open and close the container with one hand.Style: Hinged Plain VialsCapacity/Volume: 2.5 ounce (75 mL)Color: NaturalMaterial: PolypropyleneSterile: Yes. Typically ships from Pennsylvania. Call (888) 322-5722 for availability. | EA | N/A | N/A | 145.0575 | All Commercial Customers | 0% | 5% | 5% | 137.8046 | 138.846 | 6-11 of Same Item 10% off ¦ 12+ of same Item 15% off | 7 days | Destination | USA
540-11 | Qorpak | PLC-10052 | QP-PLC-10052 | N/A | Natural Hinged Vials, case/400, 3oz | Lab grade polypropylene Hinged Vials are sterile, leak-proof and airtight. The containers are manufactured in FDA approved Class 10,00 and Class 100,000 clean rooms. The containers are sterile by process and for most applications do not require a second means of sterilization. The containers are physically closed in the mold as part of the manufacturing process in clean rooms using Hepa-Filtration systems, guaranteeing zero particulates larger than one half micron. They are non-absorptive and non-aerosoling. The flip-top is integrally hinged to the container, allowing the user to open and close the container with one hand.Style: Hinged Plain VialsCapacity/Volume: 3 ounce (90 mL)Color: NaturalMaterial: PolypropyleneSterile: Yes. Typically ships from Pennsylvania. Call (888) 322-5722 for availability. | EA | N/A | N/A | 145.0225 | All Commercial Customers | 0% | 5% | 5% | 137.7714 | 138.8125 | 6-11 of Same Item 10% off ¦ 12+ of same Item 15% off | 7 days | Destination | USA
540-11 | Qorpak | VC11190-122 | QP-VC11190-122 | N/A | 8-425 Pre-assembled Hole Cap w/ PTFE/Silicone Septa, case/1000 | Black Preassembled Hole Caps with PTFE/Silicone Septa resist coring and provide great resealability. 8-425 Pre-assembled Polypropylene Hole Cap w/ PTFE/Silicone 0.065" Septa features easy-on, easy-off convenience with a twist of the cap that produces an evaporation-proof seal. The PTFE/Silicone Septa resists coring and provides great resealability. These septa are available in a variety of colors for easy sample identification. Typically ships from Pennsylvania. Call (888) 322-5722 for availability. | EA | N/A | N/A | 338.275 | All Commercial Customers | 0% | 5% | 5% | 321.3613 | 323.7897 | 6-11 of Same Item 10% off ¦ 12+ of same Item 15% off | 7 days | Destination | USA
540-11 | Qorpak | VC11203-122 | QP-VC11203-122 | N/A | 9mm Black pre-assembled PP Hole Cap, PTFE/Red Rubber Septa, case/1000 | Preassembled Polypropylene Caps with PTFE/Red Rubber Septa for Chromatography vials are economical and the PTFE facing provides a good barrier from product contact. PTFE/Red Rubber Septa are economical and the PTFE facing provides a barrier for product contact. Some styles available with a slit for easy penetration. | EA | N/A | N/A | 266.665 | All Commercial Customers | 0% | 5% | 5% | 253.3317 | 255.2461 | 6-11 of Same Item 10% off ¦ 12+ of same Item 15% off | 7 days | Destination | USA
540-11 | Qorpak | VC11204-122 | QP-VC11204-122 | N/A | Pre-assembled Hole Cap, PTFE/Silicone Septa, 9mm, case/1000 | Easy-on, easy-off convenience with a twist of the cap that produces an evaporation-proof seal. Larger opening provides increased target area for needle penetration. Available in a variety of colors for easy sample identification. Typically ships from Pennsylvania. Call (888) 322-5722 for availability. | EA | N/A | N/A | 331.8525 | All Commercial Customers | 0% | 5% | 5% | 315.2599 | 317.6422 | 6-11 of Same Item 10% off ¦ 12+ of same Item 15% off | 7 days | Destination | USA
540-11 | Qorpak | VC11206-122 | QP-VC11206-122 | N/A | Black pre-assembled Hole Cap, PTFE/Silicone/PTFE Septa, 9mm, case/1000 | Preassembled Hole Caps with PTFE/Silicone/PTFE Septa are good for multiple injections. These septa have PTFE (similar to PTFE) resistance until punctured, then the septa will have silicone compatibility. Easy-on, easy-off convenience with a twist of the cap that produces an evaporation-proof seal. Larger opening provides increased target area for needle penetration. Available in a variety of colors for easy sample identification. Typically ships from Pennsylvania. Call (888) 322-5722 for availability. | EA | N/A | N/A | 383.2325 | All Commercial Customers | 0% | 5% | 5% | 364.0709 | 366.822 | 6-11 of Same Item 10% off ¦ 12+ of same Item 15% off | 7 days | Destination | USA
540-11 | Qorpak | VC11293-122 | QP-VC11293-122 | N/A | 9mm Black pre-assembled PP Hole Cap, PTFE/Red Rubber Septa, Blue, case/1000 | Preassembled Hole Caps with PTFE/Silicone/PTFE Septa are good for multiple injections. These septa have PTFE (similar to PTFE) resistance until punctured, then the septa will have silicone compatibility. Easy-on, easy-off convenience with a twist of the cap that produces an evaporation-proof seal. Larger opening provides increased target area for needle penetration. Available in a variety of colors for easy sample identification. Typically ships from Pennsylvania. Call (888) 322-5722 for availability. | EA | N/A | N/A | 258.825 | All Commercial Customers | 0% | 5% | 5% | 245.8837 | 247.7418 | 6-11 of Same Item 10% off ¦ 12+ of same Item 15% off | 7 days | Destination | USA
540-11 | Qorpak | VC11294-122 | QP-VC11294-122 | N/A | 9mm Black pre-assembled PP Hole Cap, PTFE/Red Rubber Septa, Green, case/1000 | Preassembled Hole Caps with PTFE/Silicone/PTFE Septa are good for multiple injections. These septa have PTFE (similar to PTFE) resistance until punctured, then the septa will have silicone compatibility. Easy-on, easy-off convenience with a twist of the cap that produces an evaporation-proof seal. Larger opening provides increased target area for needle penetration. Available in a variety of colors for easy sample identification. Typically ships from Pennsylvania. Call (888) 322-5722 for availability. | EA | N/A | N/A | 258.825 | All Commercial Customers | 0% | 5% | 5% | 245.8837 | 247.7418 | 6-11 of Same Item 10% off ¦ 12+ of same Item 15% off | 7 days | Destination | USA
540-11 | Qorpak | VC11295-122 | QP-VC11295-122 | N/A | 9mm Black pre-assembled PP Hole Cap, PTFE/Red Rubber Septa, Natural, case/1000 | Preassembled Hole Caps with PTFE/Silicone/PTFE Septa are good for multiple injections. These septa have PTFE (similar to PTFE) resistance until punctured, then the septa will have silicone compatibility. Easy-on, easy-off convenience with a twist of the cap that produces an evaporation-proof seal. Larger opening provides increased target area for needle penetration. Available in a variety of colors for easy sample identification. Typically ships from Pennsylvania. Call (888) 322-5722 for availability. | EA | N/A | N/A | 258.825 | All Commercial Customers | 0% | 5% | 5% | 245.8837 | 247.7418 | 6-11 of Same Item 10% off ¦ 12+ of same Item 15% off | 7 days | Destination | USA
540-11 | Qorpak | VC11296-122 | QP-VC11296-122 | N/A | 9mm Black pre-assembled PP Hole Cap, PTFE/Red Rubber Septa, Red, case/1000 | Preassembled Hole Caps with PTFE/Silicone/PTFE Septa are good for multiple injections. These septa have PTFE (similar to PTFE) resistance until punctured, then the septa will have silicone compatibility. Easy-on, easy-off convenience with a twist of the cap that produces an evaporation-proof seal. Larger opening provides increased target area for needle penetration. Available in a variety of colors for easy sample identification. Typically ships from Pennsylvania. Call (888) 322-5722 for availability. | EA | N/A | N/A | 258.825 | All Commercial Customers | 0% | 5% | 5% | 245.8837 | 247.7418 | 6-11 of Same Item 10% off ¦ 12+ of same Item 15% off | 7 days | Destination | USA
540-11 | Qorpak | VC11297-122 | QP-VC11297-122 | N/A | 9mm Black pre-assembled PP Hole Cap, PTFE/Red Rubber Septa, Yellow, case/1000 | Preassembled Hole Caps with PTFE/Silicone/PTFE Septa are good for multiple injections. These septa have PTFE (similar to PTFE) resistance until punctured, then the septa will have silicone compatibility. Easy-on, easy-off convenience with a twist of the cap that produces an evaporation-proof seal. Larger opening provides increased target area for needle penetration. Available in a variety of colors for easy sample identification. Typically ships from Pennsylvania. Call (888) 322-5722 for availability. | EA | N/A | N/A | 258.825 | All Commercial Customers | 0% | 5% | 5% | 245.8837 | 247.7418 | 6-11 of Same Item 10% off ¦ 12+ of same Item 15% off | 7 days | Destination | USA
540-11 | Qorpak | VC11298-122 | QP-VC11298-122 | N/A | Pre-assembled Hole Cap, PTFE/Silicone Septa, 9mm, Blue, case/1000 | Preassembled Hole Caps with PTFE/Silicone/PTFE Septa are good for multiple injections. These septa have PTFE (similar to PTFE) resistance until punctured, then the septa will have silicone compatibility. Easy-on, easy-off convenience with a twist of the cap that produces an evaporation-proof seal. Larger opening provides increased target area for needle penetration. Available in a variety of colors for easy sample identification. Typically ships from Pennsylvania. Call (888) 322-5722 for availability. | EA | N/A | N/A | 306.5475 | All Commercial Customers | 0% | 5% | 5% | 291.2201 | 293.4208 | 6-11 of Same Item 10% off ¦ 12+ of same Item 15% off | 7 days | Destination | USA
540-11 | Qorpak | VC11299-122 | QP-VC11299-122 | N/A | Pre-assembled Hole Cap, PTFE/Silicone Septa, 9mm, Green, case/1000 | Preassembled Hole Caps with PTFE/Silicone/PTFE Septa are good for multiple injections. These septa have PTFE (similar to PTFE) resistance until punctured, then the septa will have silicone compatibility. Easy-on, easy-off convenience with a twist of the cap that produces an evaporation-proof seal. Larger opening provides increased target area for needle penetration. Available in a variety of colors for easy sample identification. Typically ships from Pennsylvania. Call (888) 322-5722 for availability. | EA | N/A | N/A | 306.5475 | All Commercial Customers | 0% | 5% | 5% | 291.2201 | 293.4208 | 6-11 of Same Item 10% off ¦ 12+ of same Item 15% off | 7 days | Destination | USA
540-11 | Qorpak | VC11300-122 | QP-VC11300-122 | N/A | Pre-assembled Hole Cap, PTFE/Silicone Septa, 9mm, Natural, case/1000 | Preassembled Hole Caps with PTFE/Silicone/PTFE Septa are good for multiple injections. These septa have PTFE (similar to PTFE) resistance until punctured, then the septa will have silicone compatibility. Easy-on, easy-off convenience with a twist of the cap that produces an evaporation-proof seal. Larger opening provides increased target area for needle penetration. Available in a variety of colors for easy sample identification. Typically ships from Pennsylvania. Call (888) 322-5722 for availability. | EA | N/A | N/A | 306.5475 | All Commercial Customers | 0% | 5% | 5% | 291.2201 | 293.4208 | 6-11 of Same Item 10% off ¦ 12+ of same Item 15% off | 7 days | Destination | USA
540-11 | Qorpak | VC11301-122 | QP-VC11301-122 | N/A | Pre-assembled Hole Cap, PTFE/Silicone Septa, 9mm, Red, case/1000 | Preassembled Hole Caps with PTFE/Silicone/PTFE Septa are good for multiple injections. These septa have PTFE (similar to PTFE) resistance until punctured, then the septa will have silicone compatibility. Easy-on, easy-off convenience with a twist of the cap that produces an evaporation-proof seal. Larger opening provides increased target area for needle penetration. Available in a variety of colors for easy sample identification. Typically ships from Pennsylvania. Call (888) 322-5722 for availability. | EA | N/A | N/A | 306.5475 | All Commercial Customers | 0% | 5% | 5% | 291.2201 | 293.4208 | 6-11 of Same Item 10% off ¦ 12+ of same Item 15% off | 7 days | Destination | USA
540-11 | Qorpak | VC11302-122 | QP-VC11302-122 | N/A | Pre-assembled Hole Cap, PTFE/Silicone Septa, 9mm, Yellow, case/1000 | Preassembled Hole Caps with PTFE/Silicone/PTFE Septa are good for multiple injections. These septa have PTFE (similar to PTFE) resistance until punctured, then the septa will have silicone compatibility. Easy-on, easy-off convenience with a twist of the cap that produces an evaporation-proof seal. Larger opening provides increased target area for needle penetration. Available in a variety of colors for easy sample identification. Typically ships from Pennsylvania. Call (888) 322-5722 for availability. | EA | N/A | N/A | 306.5475 | All Commercial Customers | 0% | 5% | 5% | 291.2201 | 293.4208 | 6-11 of Same Item 10% off ¦ 12+ of same Item 15% off | 7 days | Destination | USA
540-11 | Qorpak | VC11303-122 | QP-VC11303-122 | N/A | Black pre-assembled Hole Cap, PTFE/Silicone/PTFE Septa, 9mm, Blue, case/1000 | Preassembled Hole Caps with PTFE/Silicone/PTFE Septa are good for multiple injections. These septa have PTFE (similar to PTFE) resistance until punctured, then the septa will have silicone compatibility. Easy-on, easy-off convenience with a twist of the cap that produces an evaporation-proof seal. Larger opening provides increased target area for needle penetration. Available in a variety of colors for easy sample identification. Typically ships from Pennsylvania. Call (888) 322-5722 for availability. | EA | N/A | N/A | 383.2325 | All Commercial Customers | 0% | 5% | 5% | 364.0709 | 366.822 | 6-11 of Same Item 10% off ¦ 12+ of same Item 15% off | 7 days | Destination | USA
540-11 | Qorpak | VC11304-122 | QP-VC11304-122 | N/A | Black pre-assembled Hole Cap, PTFE/Silicone/PTFE Septa, 9mm, Green, case/1000 | Preassembled Hole Caps with PTFE/Silicone/PTFE Septa are good for multiple injections. These septa have PTFE (similar to PTFE) resistance until punctured, then the septa will have silicone compatibility. Easy-on, easy-off convenience with a twist of the cap that produces an evaporation-proof seal. Larger opening provides increased target area for needle penetration. Available in a variety of colors for easy sample identification. Typically ships from Pennsylvania. Call (888) 322-5722 for availability. | EA | N/A | N/A | 383.2325 | All Commercial Customers | 0% | 5% | 5% | 364.0709 | 366.822 | 6-11 of Same Item 10% off ¦ 12+ of same Item 15% off | 7 days | Destination | USA
540-11 | Qorpak | VC11305-122 | QP-VC11305-122 | N/A | Black pre-assembled Hole Cap, PTFE/Silicone/PTFE Septa, 9mm, Natural, case/1000 | Preassembled Hole Caps with PTFE/Silicone/PTFE Septa are good for multiple injections. These septa have PTFE (similar to PTFE) resistance until punctured, then the septa will have silicone compatibility. Easy-on, easy-off convenience with a twist of the cap that produces an evaporation-proof seal. Larger opening provides increased target area for needle penetration. Available in a variety of colors for easy sample identification. Typically ships from Pennsylvania. Call (888) 322-5722 for availability. | EA | N/A | N/A | 383.2325 | All Commercial Customers | 0% | 5% | 5% | 364.0709 | 366.822 | 6-11 of Same Item 10% off ¦ 12+ of same Item 15% off | 7 days | Destination | USA
540-11 | Qorpak | VC11306-122 | QP-VC11306-122 | N/A | Black pre-assembled Hole Cap, PTFE/Silicone/PTFE Septa, 9mm, Red, case/1000 | Preassembled Hole Caps with PTFE/Silicone/PTFE Septa are good for multiple injections. These septa have PTFE (similar to PTFE) resistance until punctured, then the septa will have silicone compatibility. Easy-on, easy-off convenience with a twist of the cap that produces an evaporation-proof seal. Larger opening provides increased target area for needle penetration. Available in a variety of colors for easy sample identification. Typically ships from Pennsylvania. Call (888) 322-5722 for availability. | EA | N/A | N/A | 383.2325 | All Commercial Customers | 0% | 5% | 5% | 364.0709 | 366.822 | 6-11 of Same Item 10% off ¦ 12+ of same Item 15% off | 7 days | Destination | USA
540-11 | Qorpak | VC11307-122 | QP-VC11307-122 | N/A | Black pre-assembled Hole Cap, PTFE/Silicone/PTFE Septa, 9mm, Yellow, case/1000 | Preassembled Hole Caps with PTFE/Silicone/PTFE Septa are good for multiple injections. These septa have PTFE (similar to PTFE) resistance until punctured, then the septa will have silicone compatibility. Easy-on, easy-off convenience with a twist of the cap that produces an evaporation-proof seal. Larger opening provides increased target area for needle penetration. Available in a variety of colors for easy sample identification. Typically ships from Pennsylvania. Call (888) 322-5722 for availability. | EA | N/A | N/A | 383.2325 | All Commercial Customers | 0% | 5% | 5% | 364.0709 | 366.822 | 6-11 of Same Item 10% off ¦ 12+ of same Item 15% off | 7 days | Destination | USA
540-16 | Qorpak | VC21170-122 | QP-VC21170-122 | N/A | Aluminum Crimp Seals, 11mm, PTFE/Red Rubber Septa, case/1000 | 11mm Aluminum Crimp Seals with TFE/Red Rubber Septa for Chromatography Vials have a larger opening to provide increased target area for needle penetration. Available in a variety of colors for easy sample identification. A wide selection of septa will give you the right compatibility for your application. | EA | N/A | N/A | 139.335 | All Commercial Customers | 0% | 5% | 5% | 132.3683 | 133.3685 | 6-11 of Same Item 10% off ¦ 12+ of same Item 15% off | 7 days | Destination | USA
540-16 | Qorpak | VC21171-122 | QP-VC21171-122 | N/A | Aluminum Crimp Seals, 11mm, PTFE/Silicone Septa, case/1000 | 11mm Aluminum Crimp Seals for Chromatography Vials have a larger opening to provide increased target area for needle penetration. Available in a variety of colors for easy sample identification. A wide selection of septa will give you the right compatibility for your application. | EA | N/A | N/A | 322.945 | All Commercial Customers | 0% | 5% | 5% | 306.7978 | 309.1161 | 6-11 of Same Item 10% off ¦ 12+ of same Item 15% off | 7 days | Destination | USA
540-16 | Qorpak | VC21173-122 | QP-VC21173-122 | N/A | Aluminum Crimp Seals, 11mm, PTFE/Red Rubber Septa, Blue, case/1000 | 11mm Aluminum Crimp Seals for Chromatography Vials have a larger opening to provide increased target area for needle penetration. Available in a variety of colors for easy sample identification. A wide selection of septa will give you the right compatibility for your application. | EA | N/A | N/A | 164.29 | All Commercial Customers | 0% | 5% | 5% | 156.0755 | 157.2549 | 6-11 of Same Item 10% off ¦ 12+ of same Item 15% off | 7 days | Destination | USA
540-16 | Qorpak | VC21174-122 | QP-VC21174-122 | N/A | Aluminum Crimp Seals for Chroma Vials, PTFE/Silicone Septa, Blue, case/1000 | 11mm Aluminum Crimp Seals for Chromatography Vials have a larger opening to provide increased target area for needle penetration. Available in a variety of colors for easy sample identification. A wide selection of septa will give you the right compatibility for your application. | EA | N/A | N/A | 368.48 | All Commercial Customers | 0% | 5% | 5% | 350.056 | 352.7013 | 6-11 of Same Item 10% off ¦ 12+ of same Item 15% off | 7 days | Destination | USA
540-16 | Qorpak | VC21175-122 | QP-VC21175-122 | N/A | Aluminum Crimp Seals, 11mm, PTFE/Silicone/PTFE Septa, Blue, case/1000 | 11mm Aluminum Crimp Seals for Chromatography Vials have a larger opening to provide increased target area for needle penetration. Available in a variety of colors for easy sample identification. A wide selection of septa will give you the right compatibility for your application. | EA | N/A | N/A | 419.6675 | All Commercial Customers | 0% | 5% | 5% | 398.6841 | 401.6969 | 6-11 of Same Item 10% off ¦ 12+ of same Item 15% off | 7 days | Destination | USA
540-16 | Qorpak | VC21176-122 | QP-VC21176-122 | N/A | Aluminum Crimp Seals, 11mm, PTFE/Red Rubber Septa, Green, case/1000 | 11mm Aluminum Crimp Seals for Chromatography Vials have a larger opening to provide increased target area for needle penetration. Available in a variety of colors for easy sample identification. A wide selection of septa will give you the right compatibility for your application. | EA | N/A | N/A | 164.29 | All Commercial Customers | 0% | 5% | 5% | 156.0755 | 157.2549 | 6-11 of Same Item 10% off ¦ 12+ of same Item 15% off | 7 days | Destination | USA
540-16 | Qorpak | VC21177-122 | QP-VC21177-122 | N/A | Aluminum Crimp Seals for Chroma Vials, PTFE/Silicone Septa, Green, case/1000 | 11mm Aluminum Crimp Seals for Chromatography Vials have a larger opening to provide increased target area for needle penetration. Available in a variety of colors for easy sample identification. A wide selection of septa will give you the right compatibility for your application. | EA | N/A | N/A | 368.48 | All Commercial Customers | 0% | 5% | 5% | 350.056 | 352.7013 | 6-11 of Same Item 10% off ¦ 12+ of same Item 15% off | 7 days | Destination | USA
540-16 | Qorpak | VC21178-122 | QP-VC21178-122 | N/A | Aluminum Crimp Seals, 11mm, PTFE/Silicone/PTFE Septa, Green, case/1000 | 11mm Aluminum Crimp Seals for Chromatography Vials have a larger opening to provide increased target area for needle penetration. Available in a variety of colors for easy sample identification. A wide selection of septa will give you the right compatibility for your application. | EA | N/A | N/A | 419.6675 | All Commercial Customers | 0% | 5% | 5% | 398.6841 | 401.6969 | 6-11 of Same Item 10% off ¦ 12+ of same Item 15% off | 7 days | Destination | USA
540-16 | Qorpak | VC21179-122 | QP-VC21179-122 | N/A | Aluminum Crimp Seals, 11mm, PTFE/Red Rubber Septa, Red, case/1000 | 11mm Aluminum Crimp Seals for Chromatography Vials have a larger opening to provide increased target area for needle penetration. Available in a variety of colors for easy sample identification. A wide selection of septa will give you the right compatibility for your application. | EA | N/A | N/A | 164.29 | All Commercial Customers | 0% | 5% | 5% | 156.0755 | 157.2549 | 6-11 of Same Item 10% off ¦ 12+ of same Item 15% off | 7 days | Destination | USA
540-16 | Qorpak | VC21180-122 | QP-VC21180-122 | N/A | Aluminum Crimp Seals for Chroma Vials, PTFE/Silicone Septa, Red, case/1000 | 11mm Aluminum Crimp Seals for Chromatography Vials have a larger opening to provide increased target area for needle penetration. Available in a variety of colors for easy sample identification. A wide selection of septa will give you the right compatibility for your application. | EA | N/A | N/A | 368.48 | All Commercial Customers | 0% | 5% | 5% | 350.056 | 352.7013 | 6-11 of Same Item 10% off ¦ 12+ of same Item 15% off | 7 days | Destination | USA
540-16 | Qorpak | VC21181-122 | QP-VC21181-122 | N/A | Aluminum Crimp Seals, 11mm, PTFE/Silicone/PTFE Septa, Red, case/1000 | 11mm Aluminum Crimp Seals for Chromatography Vials have a larger opening to provide increased target area for needle penetration. Available in a variety of colors for easy sample identification. A wide selection of septa will give you the right compatibility for your application. | EA | N/A | N/A | 419.6675 | All Commercial Customers | 0% | 5% | 5% | 398.6841 | 401.6969 | 6-11 of Same Item 10% off ¦ 12+ of same Item 15% off | 7 days | Destination | USA
540-16 | Qorpak | VC21186-122 | QP-VC21186-122 | N/A | Aluminum Crimp Seals, 11mm, PTFE/Red Rubber Septa, Yellow, case/1000 | 11mm Aluminum Crimp Seals for Chromatography Vials have a larger opening to provide increased target area for needle penetration. Available in a variety of colors for easy sample identification. A wide selection of septa will give you the right compatibility for your application. | EA | N/A | N/A | 164.29 | All Commercial Customers | 0% | 5% | 5% | 156.0755 | 157.2549 | 6-11 of Same Item 10% off ¦ 12+ of same Item 15% off | 7 days | Destination | USA
540-16 | Qorpak | VC21187-122 | QP-VC21187-122 | N/A | Aluminum Crimp Seals for Chroma Vials, PTFE/Silicone Septa, Yellow, case/1000 | 11mm Aluminum Crimp Seals for Chromatography Vials have a larger opening to provide increased target area for needle penetration. Available in a variety of colors for easy sample identification. A wide selection of septa will give you the right compatibility for your application. | EA | N/A | N/A | 368.48 | All Commercial Customers | 0% | 5% | 5% | 350.056 | 352.7013 | 6-11 of Same Item 10% off ¦ 12+ of same Item 15% off | 7 days | Destination | USA
540-16 | Qorpak | VC21188-122 | QP-VC21188-122 | N/A | Aluminum Crimp Seals, 11mm, PTFE/Silicone/PTFE Septa, Yellow, case/1000 | 11mm Aluminum Crimp Seals for Chromatography Vials have a larger opening to provide increased target area for needle penetration. Available in a variety of colors for easy sample identification. A wide selection of septa will give you the right compatibility for your application. | EA | N/A | N/A | 419.6675 | All Commercial Customers | 0% | 5% | 5% | 398.6841 | 401.6969 | 6-11 of Same Item 10% off ¦ 12+ of same Item 15% off | 7 days | Destination | USA
540-11 | Qorpak | VC21215-122 | QP-VC21215-122 | N/A | Poly Crimp Seals, 11mm, PTFE/Red Rubber Septa, Green, case/1000 | 11mm Aluminum Crimp Seals for Chromatography Vials have a larger opening to provide increased target area for needle penetration. Available in a variety of colors for easy sample identification. A wide selection of septa will give you the right compatibility for your application. | EA | N/A | N/A | 174.685 | All Commercial Customers | 0% | 5% | 5% | 165.9507 | 167.2048 | 6-11 of Same Item 10% off ¦ 12+ of same Item 15% off | 7 days | Destination | USA
540-11 | Qorpak | VC21216-122 | QP-VC21216-122 | N/A | Poly Crimp Seals, 11mm, PTFE/Silicone Septa, Green, case/1000 | 11mm Aluminum Crimp Seals for Chromatography Vials have a larger opening to provide increased target area for needle penetration. Available in a variety of colors for easy sample identification. A wide selection of septa will give you the right compatibility for your application. | EA | N/A | N/A | 324.765 | All Commercial Customers | 0% | 5% | 5% | 308.5268 | 310.8582 | 6-11 of Same Item 10% off ¦ 12+ of same Item 15% off | 7 days | Destination | USA
540-11 | Qorpak | VC21217-122 | QP-VC21217-122 | N/A | Poly Crimp Seals, 11mm, PTFE/Silicone/PTFE Septa, Green, case/1000 | 11mm Aluminum Crimp Seals for Chromatography Vials have a larger opening to provide increased target area for needle penetration. Available in a variety of colors for easy sample identification. A wide selection of septa will give you the right compatibility for your application. | EA | N/A | N/A | 374.4825 | All Commercial Customers | 0% | 5% | 5% | 355.7584 | 358.4467 | 6-11 of Same Item 10% off ¦ 12+ of same Item 15% off | 7 days | Destination | USA
540-11 | Qorpak | VC21226-122 | QP-VC21226-122 | N/A | Poly Crimp Seals, 11mm, PTFE/Red Rubber Septa, Red, case/1000 | 11mm Aluminum Crimp Seals for Chromatography Vials have a larger opening to provide increased target area for needle penetration. Available in a variety of colors for easy sample identification. A wide selection of septa will give you the right compatibility for your application. | EA | N/A | N/A | 174.685 | All Commercial Customers | 0% | 5% | 5% | 165.9507 | 167.2048 | 6-11 of Same Item 10% off ¦ 12+ of same Item 15% off | 7 days | Destination | USA
540-11 | Qorpak | VC21227-122 | QP-VC21227-122 | N/A | Poly Crimp Seals, 11mm, PTFE/Silicone Septa, Red, case/1000 | 11mm Aluminum Crimp Seals for Chromatography Vials have a larger opening to provide increased target area for needle penetration. Available in a variety of colors for easy sample identification. A wide selection of septa will give you the right compatibility for your application. | EA | N/A | N/A | 324.765 | All Commercial Customers | 0% | 5% | 5% | 308.5268 | 310.8582 | 6-11 of Same Item 10% off ¦ 12+ of same Item 15% off | 7 days | Destination | USA
540-11 | Qorpak | VC21228-122 | QP-VC21228-122 | N/A | Poly Crimp Seals, 11mm, PTFE/Silicone/PTFE Septa, Red, case/1000 | 11mm Aluminum Crimp Seals for Chromatography Vials have a larger opening to provide increased target area for needle penetration. Available in a variety of colors for easy sample identification. A wide selection of septa will give you the right compatibility for your application. | EA | N/A | N/A | 374.4825 | All Commercial Customers | 0% | 5% | 5% | 355.7584 | 358.4467 | 6-11 of Same Item 10% off ¦ 12+ of same Item 15% off | 7 days | Destination | USA
540-11 | Qorpak | VC21229-122 | QP-VC21229-122 | N/A | Poly Crimp Seals, 11mm, PTFE/Red Rubber Septa, case/1000 | The patented 11 mm Poly Crimp&trade; Seal for chromatography vials is versatile: it permits an airtight seal by hand or use a standard crimping tool. Polypropylene construction means no more sharp edges. Polypropylene Crimp Top Caps for Chromatography Vials crimp and decap smoothly and easily, and hold the septa firmly in place. The Poly Crimp&trade; Seal aligns itself on the vial neck to eliminate inconsistent sealing and fits virtually any crimp top sample vial. Available in a variety of colors for easy sample identification. | EA | N/A | N/A | 166.6525 | All Commercial Customers | 0% | 5% | 5% | 158.3199 | 159.5162 | 6-11 of Same Item 10% off ¦ 12+ of same Item 15% off | 7 days | Destination | USA
540-11 | Qorpak | VC21230-122 | QP-VC21230-122 | N/A | Poly Crimp Seals, 11mm, PTFE/Silicone Septa, case/1000 | The patented 11 mm Poly Crimp&trade; Seal with PTFE/Silicone Septa is versatile: it permits an airtight seal by hand or use a standard crimping tool. Polypropylene construction means no more sharp edges. Polypropylene Crimp Top Caps for Chromatography Vials crimps and decaps smoothly and easily and holds the septa firmly in place. The Poly Crimp&trade; Seal aligns itself on the vial neck to eliminate inconsistent sealing and fits virtually any crimp top sample vial. Available in a variety of colors for easy sample identification. | EA | N/A | N/A | 316.75 | All Commercial Customers | 0% | 5% | 5% | 300.9125 | 303.1864 | 6-11 of Same Item 10% off ¦ 12+ of same Item 15% off | 7 days | Destination | USA
540-11 | Qorpak | VC21231-122 | QP-VC21231-122 | N/A | Poly Crimp Seals, 11mm, PTFE/Silicone/PTFE Septa, case/1000 | The patented 11 mm Poly Crimp&trade; Seal with PTFE/Silicone/PTFE Septa is versatile: it permits an airtight seal by hand or use a standard crimping tool. Polypropylene construction means no more sharp edges. Polypropylene Crimp Top Caps for Chromatography Vials crimps and decaps smoothly and easily and holds the septa firmly in place. The Poly Crimp&trade; Seal aligns itself on the vial neck to eliminate inconsistent sealing and fits virtually any crimp top sample vial. Available in a variety of colors for easy sample identification. | EA | N/A | N/A | 366.66 | All Commercial Customers | 0% | 5% | 5% | 348.327 | 350.9592 | 6-11 of Same Item 10% off ¦ 12+ of same Item 15% off | 7 days | Destination | USA
540-11 | Qorpak | VC21235-122 | QP-VC21235-122 | N/A | Poly Crimp Seals, 11mm, PTFE/Red Rubber Septa, Blue, case/1000 | The patented 11 mm Poly Crimp&trade; Seal with PTFE/Silicone/PTFE Septa is versatile: it permits an airtight seal by hand or use a standard crimping tool. Polypropylene construction means no more sharp edges. Polypropylene Crimp Top Caps for Chromatography Vials crimps and decaps smoothly and easily and holds the septa firmly in place. The Poly Crimp&trade; Seal aligns itself on the vial neck to eliminate inconsistent sealing and fits virtually any crimp top sample vial. Available in a variety of colors for easy sample identification. | EA | N/A | N/A | 174.685 | All Commercial Customers | 0% | 5% | 5% | 165.9507 | 167.2048 | 6-11 of Same Item 10% off ¦ 12+ of same Item 15% off | 7 days | Destination | USA
540-11 | Qorpak | VC21236-122 | QP-VC21236-122 | N/A | Poly Crimp Seals, 11mm, PTFE/Silicone Septa, Blue, case/1000 | The patented 11 mm Poly Crimp&trade; Seal with PTFE/Silicone/PTFE Septa is versatile: it permits an airtight seal by hand or use a standard crimping tool. Polypropylene construction means no more sharp edges. Polypropylene Crimp Top Caps for Chromatography Vials crimps and decaps smoothly and easily and holds the septa firmly in place. The Poly Crimp&trade; Seal aligns itself on the vial neck to eliminate inconsistent sealing and fits virtually any crimp top sample vial. Available in a variety of colors for easy sample identification. | EA | N/A | N/A | 324.765 | All Commercial Customers | 0% | 5% | 5% | 308.5268 | 310.8582 | 6-11 of Same Item 10% off ¦ 12+ of same Item 15% off | 7 days | Destination | USA
540-11 | Qorpak | VC21237-122 | QP-VC21237-122 | N/A | Poly Crimp Seals, 11mm, PTFE/Silicone/PTFE Septa, Blue, case/1000 | The patented 11 mm Poly Crimp&trade; Seal with PTFE/Silicone/PTFE Septa is versatile: it permits an airtight seal by hand or use a standard crimping tool. Polypropylene construction means no more sharp edges. Polypropylene Crimp Top Caps for Chromatography Vials crimps and decaps smoothly and easily and holds the septa firmly in place. The Poly Crimp&trade; Seal aligns itself on the vial neck to eliminate inconsistent sealing and fits virtually any crimp top sample vial. Available in a variety of colors for easy sample identification. | EA | N/A | N/A | 374.4825 | All Commercial Customers | 0% | 5% | 5% | 355.7584 | 358.4467 | 6-11 of Same Item 10% off ¦ 12+ of same Item 15% off | 7 days | Destination | USA
540-11 | Qorpak | VC21241-122 | QP-VC21241-122 | N/A | Poly Crimp Seals, 11mm, PTFE/Red Rubber Septa, Yellow, case/1000 | The patented 11 mm Poly Crimp&trade; Seal with PTFE/Silicone/PTFE Septa is versatile: it permits an airtight seal by hand or use a standard crimping tool. Polypropylene construction means no more sharp edges. Polypropylene Crimp Top Caps for Chromatography Vials crimps and decaps smoothly and easily and holds the septa firmly in place. The Poly Crimp&trade; Seal aligns itself on the vial neck to eliminate inconsistent sealing and fits virtually any crimp top sample vial. Available in a variety of colors for easy sample identification. | EA | N/A | N/A | 213.465 | All Commercial Customers | 0% | 5% | 5% | 202.7918 | 204.3242 | 6-11 of Same Item 10% off ¦ 12+ of same Item 15% off | 7 days | Destination | USA
540-11 | Qorpak | VC21242-122 | QP-VC21242-122 | N/A | Poly Crimp Seals, 11mm, PTFE/Silicone Septa, Yellow, case/1000 | The patented 11 mm Poly Crimp&trade; Seal with PTFE/Silicone/PTFE Septa is versatile: it permits an airtight seal by hand or use a standard crimping tool. Polypropylene construction means no more sharp edges. Polypropylene Crimp Top Caps for Chromatography Vials crimps and decaps smoothly and easily and holds the septa firmly in place. The Poly Crimp&trade; Seal aligns itself on the vial neck to eliminate inconsistent sealing and fits virtually any crimp top sample vial. Available in a variety of colors for easy sample identification. | EA | N/A | N/A | 324.765 | All Commercial Customers | 0% | 5% | 5% | 308.5268 | 310.8582 | 6-11 of Same Item 10% off ¦ 12+ of same Item 15% off | 7 days | Destination | USA
540-11 | Qorpak | VC21243-122 | QP-VC21243-122 | N/A | Poly Crimp Seals, 11mm, PTFE/Silicone/PTFE Septa, Yellow, case/1000 | The patented 11 mm Poly Crimp&trade; Seal with PTFE/Silicone/PTFE Septa is versatile: it permits an airtight seal by hand or use a standard crimping tool. Polypropylene construction means no more sharp edges. Polypropylene Crimp Top Caps for Chromatography Vials crimps and decaps smoothly and easily and holds the septa firmly in place. The Poly Crimp&trade; Seal aligns itself on the vial neck to eliminate inconsistent sealing and fits virtually any crimp top sample vial. Available in a variety of colors for easy sample identification. | EA | N/A | N/A | 374.4825 | All Commercial Customers | 0% | 5% | 5% | 355.7584 | 358.4467 | 6-11 of Same Item 10% off ¦ 12+ of same Item 15% off | 7 days | Destination | USA
540-11 | Qorpak | VC31246-122 | QP-VC31246-122 | N/A | Snap Seal Cap for Chromatography Vials, PTFE/Red Rubber Septa, Blue, case/1000 | The patented 11 mm Poly Crimp&trade; Seal with PTFE/Silicone/PTFE Septa is versatile: it permits an airtight seal by hand or use a standard crimping tool. Polypropylene construction means no more sharp edges. Polypropylene Crimp Top Caps for Chromatography Vials crimps and decaps smoothly and easily and holds the septa firmly in place. The Poly Crimp&trade; Seal aligns itself on the vial neck to eliminate inconsistent sealing and fits virtually any crimp top sample vial. Available in a variety of colors for easy sample identification. | EA | N/A | N/A | 257.005 | All Commercial Customers | 0% | 5% | 5% | 244.1548 | 245.9997 | 6-11 of Same Item 10% off ¦ 12+ of same Item 15% off | 7 days | Destination | USA
540-11 | Qorpak | VC31247-122 | QP-VC31247-122 | N/A | Snap Seal Cap for Chroma Vials, 11mm, PTFE/Silicone Septa, Blue, case/1000 | The patented 11 mm Poly Crimp&trade; Seal with PTFE/Silicone/PTFE Septa is versatile: it permits an airtight seal by hand or use a standard crimping tool. Polypropylene construction means no more sharp edges. Polypropylene Crimp Top Caps for Chromatography Vials crimps and decaps smoothly and easily and holds the septa firmly in place. The Poly Crimp&trade; Seal aligns itself on the vial neck to eliminate inconsistent sealing and fits virtually any crimp top sample vial. Available in a variety of colors for easy sample identification. | EA | N/A | N/A | 360.0975 | All Commercial Customers | 0% | 5% | 5% | 342.0926 | 344.6777 | 6-11 of Same Item 10% off ¦ 12+ of same Item 15% off | 7 days | Destination | USA
540-11 | Qorpak | VC31248-122 | QP-VC31248-122 | N/A | Snap Seal Vials Caps, 11mm, PTFE/Silicone/PTFE Septa, Blue, case/1000 | The patented 11 mm Poly Crimp&trade; Seal with PTFE/Silicone/PTFE Septa is versatile: it permits an airtight seal by hand or use a standard crimping tool. Polypropylene construction means no more sharp edges. Polypropylene Crimp Top Caps for Chromatography Vials crimps and decaps smoothly and easily and holds the septa firmly in place. The Poly Crimp&trade; Seal aligns itself on the vial neck to eliminate inconsistent sealing and fits virtually any crimp top sample vial. Available in a variety of colors for easy sample identification. | EA | N/A | N/A | 427.6825 | All Commercial Customers | 0% | 5% | 5% | 406.2984 | 409.3686 | 6-11 of Same Item 10% off ¦ 12+ of same Item 15% off | 7 days | Destination | USA
540-11 | Qorpak | VC31255-122 | QP-VC31255-122 | N/A | Snap Seal Cap for Chromatography Vials, PTFE/Red Rubber Septa, Green, case/1000 | The patented 11 mm Poly Crimp&trade; Seal with PTFE/Silicone/PTFE Septa is versatile: it permits an airtight seal by hand or use a standard crimping tool. Polypropylene construction means no more sharp edges. Polypropylene Crimp Top Caps for Chromatography Vials crimps and decaps smoothly and easily and holds the septa firmly in place. The Poly Crimp&trade; Seal aligns itself on the vial neck to eliminate inconsistent sealing and fits virtually any crimp top sample vial. Available in a variety of colors for easy sample identification. | EA | N/A | N/A | 257.005 | All Commercial Customers | 0% | 5% | 5% | 244.1548 | 245.9997 | 6-11 of Same Item 10% off ¦ 12+ of same Item 15% off | 7 days | Destination | USA
540-11 | Qorpak | VC31256-122 | QP-VC31256-122 | N/A | Snap Seal Cap for Chroma Vials, 11mm, PTFE/Silicone Septa, Green, case/1000 | The patented 11 mm Poly Crimp&trade; Seal with PTFE/Silicone/PTFE Septa is versatile: it permits an airtight seal by hand or use a standard crimping tool. Polypropylene construction means no more sharp edges. Polypropylene Crimp Top Caps for Chromatography Vials crimps and decaps smoothly and easily and holds the septa firmly in place. The Poly Crimp&trade; Seal aligns itself on the vial neck to eliminate inconsistent sealing and fits virtually any crimp top sample vial. Available in a variety of colors for easy sample identification. | EA | N/A | N/A | 360.0975 | All Commercial Customers | 0% | 5% | 5% | 342.0926 | 344.6777 | 6-11 of Same Item 10% off ¦ 12+ of same Item 15% off | 7 days | Destination | USA
540-11 | Qorpak | VC31257-122 | QP-VC31257-122 | N/A | Snap Seal Vials Caps, 11mm, PTFE/Silicone/PTFE Septa, Green, case/1000 | The patented 11 mm Poly Crimp&trade; Seal with PTFE/Silicone/PTFE Septa is versatile: it permits an airtight seal by hand or use a standard crimping tool. Polypropylene construction means no more sharp edges. Polypropylene Crimp Top Caps for Chromatography Vials crimps and decaps smoothly and easily and holds the septa firmly in place. The Poly Crimp&trade; Seal aligns itself on the vial neck to eliminate inconsistent sealing and fits virtually any crimp top sample vial. Available in a variety of colors for easy sample identification. | EA | N/A | N/A | 427.6825 | All Commercial Customers | 0% | 5% | 5% | 406.2984 | 409.3686 | 6-11 of Same Item 10% off ¦ 12+ of same Item 15% off | 7 days | Destination | USA
540-11 | Qorpak | VC31261-122 | QP-VC31261-122 | N/A | Snap Seal Cap for Chromatography Vials, PTFE/Red Rubber Septa, case/1000 | 11mm Patented Snap Top Caps&trade; with PTFE/Red Rubber Septa may be snapped on and off by hand which eliminates the need for metal crimping and decapping tools, thus reducing potential hazards due to sharp aluminum metal edges. Large opening top provides a greater target area for needle penetration. Linerless Snap Seal&trade; Caps for Chromatography Vials are available with or without starburst. Starburst allows for easy needle penetration. Snap Caps are color coded for easy sample identification. Patented GC Snap Top Caps&trade; were developed to handle the most volatile samples, providing an airtight seal to the vial. Simply snap on the cap and an evaporation-proof seal of a crimp cap is achieved. | EA | N/A | N/A | 248.7975 | All Commercial Customers | 0% | 5% | 5% | 236.3576 | 238.1437 | 6-11 of Same Item 10% off ¦ 12+ of same Item 15% off | 7 days | Destination | USA
540-11 | Qorpak | VC31262-122 | QP-VC31262-122 | N/A | Snap Seal Cap for Chromatography Vials, PTFE/Silicone Septa, case/1000 | 11mm Patented Snap Top Caps&trade; may be snapped on and off by hand which eliminates the need for metal crimping and decapping tools, thus reducing potential hazards due to sharp aluminum metal edges. Large opening top provides a greater target area for needle penetration. Linerless Snap Seal&trade; Caps for Chromatography Vials are available with or without starburst. Starburst allows for easy needle penetration. Snap Caps are color coded for easy sample identification. Patented GC Snap Top Caps&trade; were developed to handle the most volatile samples, providing an airtight seal to the vial. Simply snap on the cap and an evaporation-proof seal of a crimp cap is achieved. | EA | N/A | N/A | 351.89 | All Commercial Customers | 0% | 5% | 5% | 334.2955 | 336.8217 | 6-11 of Same Item 10% off ¦ 12+ of same Item 15% off | 7 days | Destination | USA
540-11 | Qorpak | VC31263-122 | QP-VC31263-122 | N/A | Snap Seal Vials Caps, 11mm, PTFE/Silicone/PTFE Septa, case/1000 | 11mm Patented Snap Top Caps&trade; may be snapped on and off by hand which eliminates the need for metal crimping and decapping tools, thus reducing potential hazards due to sharp aluminum metal edges. Large opening top provides a greater target area for needle penetration. Linerless Snap Seal&trade; Caps for Chromatography Vials are available with or without starburst. Starburst allows for easy needle penetration. Snap Caps are color coded for easy sample identification. Patented GC Snap Top Caps&trade; were developed to handle the most volatile samples, providing an airtight seal to the vial. Simply snap on the cap and an evaporation-proof seal of a crimp cap is achieved. | EA | N/A | N/A | 419.6675 | All Commercial Customers | 0% | 5% | 5% | 398.6841 | 401.6969 | 6-11 of Same Item 10% off ¦ 12+ of same Item 15% off | 7 days | Destination | USA
540-11 | Qorpak | VC31266-122 | QP-VC31266-122 | N/A | Snap Seal Cap for Chromatography Vials, PTFE/Red Rubber Septa, Red, case/1000 | 11mm Patented Snap Top Caps&trade; may be snapped on and off by hand which eliminates the need for metal crimping and decapping tools, thus reducing potential hazards due to sharp aluminum metal edges. Large opening top provides a greater target area for needle penetration. Linerless Snap Seal&trade; Caps for Chromatography Vials are available with or without starburst. Starburst allows for easy needle penetration. Snap Caps are color coded for easy sample identification. Patented GC Snap Top Caps&trade; were developed to handle the most volatile samples, providing an airtight seal to the vial. Simply snap on the cap and an evaporation-proof seal of a crimp cap is achieved. | EA | N/A | N/A | 257.005 | All Commercial Customers | 0% | 5% | 5% | 244.1548 | 245.9997 | 6-11 of Same Item 10% off ¦ 12+ of same Item 15% off | 7 days | Destination | USA
540-11 | Qorpak | VC31267-122 | QP-VC31267-122 | N/A | Snap Seal Cap for Chroma Vials, 11mm, PTFE/Silicone Septa, Red, case/1000 | 11mm Patented Snap Top Caps&trade; may be snapped on and off by hand which eliminates the need for metal crimping and decapping tools, thus reducing potential hazards due to sharp aluminum metal edges. Large opening top provides a greater target area for needle penetration. Linerless Snap Seal&trade; Caps for Chromatography Vials are available with or without starburst. Starburst allows for easy needle penetration. Snap Caps are color coded for easy sample identification. Patented GC Snap Top Caps&trade; were developed to handle the most volatile samples, providing an airtight seal to the vial. Simply snap on the cap and an evaporation-proof seal of a crimp cap is achieved. | EA | N/A | N/A | 360.0975 | All Commercial Customers | 0% | 5% | 5% | 342.0926 | 344.6777 | 6-11 of Same Item 10% off ¦ 12+ of same Item 15% off | 7 days | Destination | USA
540-11 | Qorpak | VC31268-122 | QP-VC31268-122 | N/A | Snap Seal Vials Caps, 11mm, PTFE/Silicone/PTFE Septa, Red, case/1000 | 11mm Patented Snap Top Caps&trade; may be snapped on and off by hand which eliminates the need for metal crimping and decapping tools, thus reducing potential hazards due to sharp aluminum metal edges. Large opening top provides a greater target area for needle penetration. Linerless Snap Seal&trade; Caps for Chromatography Vials are available with or without starburst. Starburst allows for easy needle penetration. Snap Caps are color coded for easy sample identification. Patented GC Snap Top Caps&trade; were developed to handle the most volatile samples, providing an airtight seal to the vial. Simply snap on the cap and an evaporation-proof seal of a crimp cap is achieved. | EA | N/A | N/A | 427.6825 | All Commercial Customers | 0% | 5% | 5% | 406.2984 | 409.3686 | 6-11 of Same Item 10% off ¦ 12+ of same Item 15% off | 7 days | Destination | USA
540-11 | Qorpak | VC31271-122 | QP-VC31271-122 | N/A | Snap Seal Cap for Chromatography Vials, PTFE/Red Rubber Septa, Yellow, case/1000 | 11mm Patented Snap Top Caps&trade; may be snapped on and off by hand which eliminates the need for metal crimping and decapping tools, thus reducing potential hazards due to sharp aluminum metal edges. Large opening top provides a greater target area for needle penetration. Linerless Snap Seal&trade; Caps for Chromatography Vials are available with or without starburst. Starburst allows for easy needle penetration. Snap Caps are color coded for easy sample identification. Patented GC Snap Top Caps&trade; were developed to handle the most volatile samples, providing an airtight seal to the vial. Simply snap on the cap and an evaporation-proof seal of a crimp cap is achieved. | EA | N/A | N/A | 257.005 | All Commercial Customers | 0% | 5% | 5% | 244.1548 | 245.9997 | 6-11 of Same Item 10% off ¦ 12+ of same Item 15% off | 7 days | Destination | USA
540-11 | Qorpak | VC31272-122 | QP-VC31272-122 | N/A | Snap Seal Cap for Chroma Vials, 11mm, PTFE/Silicone Septa, Yellow, case/1000 | 11mm Patented Snap Top Caps&trade; may be snapped on and off by hand which eliminates the need for metal crimping and decapping tools, thus reducing potential hazards due to sharp aluminum metal edges. Large opening top provides a greater target area for needle penetration. Linerless Snap Seal&trade; Caps for Chromatography Vials are available with or without starburst. Starburst allows for easy needle penetration. Snap Caps are color coded for easy sample identification. Patented GC Snap Top Caps&trade; were developed to handle the most volatile samples, providing an airtight seal to the vial. Simply snap on the cap and an evaporation-proof seal of a crimp cap is achieved. | EA | N/A | N/A | 360.0975 | All Commercial Customers | 0% | 5% | 5% | 342.0926 | 344.6777 | 6-11 of Same Item 10% off ¦ 12+ of same Item 15% off | 7 days | Destination | USA
540-11 | Qorpak | VC31273-122 | QP-VC31273-122 | N/A | Snap Seal Vials Caps, 11mm, PTFE/Silicone/PTFE Septa, Yellow, case/1000 | 11mm Patented Snap Top Caps&trade; may be snapped on and off by hand which eliminates the need for metal crimping and decapping tools, thus reducing potential hazards due to sharp aluminum metal edges. Large opening top provides a greater target area for needle penetration. Linerless Snap Seal&trade; Caps for Chromatography Vials are available with or without starburst. Starburst allows for easy needle penetration. Snap Caps are color coded for easy sample identification. Patented GC Snap Top Caps&trade; were developed to handle the most volatile samples, providing an airtight seal to the vial. Simply snap on the cap and an evaporation-proof seal of a crimp cap is achieved. | EA | N/A | N/A | 427.6825 | All Commercial Customers | 0% | 5% | 5% | 406.2984 | 409.3686 | 6-11 of Same Item 10% off ¦ 12+ of same Item 15% off | 7 days | Destination | USA
540-3 | Qorpak | VG11109-112 | QP-VG11109-112 | N/A | Clear Autosampler Screw Thread Chromatography Vials, 2mL, case/1000 | 2.0 ml, 12 x 32 Clear Standard Opening Screw Thread Vials are made from Type 1 Borosilicate glass and have a narrow opening which allows use of 8-425mm closures and septa. Designed to work in a variety of autosamplers requiring narrow neck vials. Available with graduated marking spots which can be written on with a # 2 pencil.2.0 ml, 12 x 32 Clear Standard Opening Screw Thread Vials are made from Type 1 Borosilicate glass and have a narrow opening which allows use of 8-425mm closures and septa. Designed to work in a variety of autosamplers requiring narrow neck vials. Available with graduated marking spots which can be written on with a # 2 pencil. | EA | N/A | N/A | 190.5225 | All Commercial Customers | 0% | 5% | 5% | 180.9964 | 182.3641 | 6-11 of Same Item 10% off ¦ 12+ of same Item 15% off | 7 days | Destination | USA
540-3 | Qorpak | VG11123-212 | QP-VG11123-212 | N/A | Clear Autosampler Crimp Top Chromatography Vials, 2mL, 11mm, case/1000 | QP-VG11123-212 Clear Autosampler Crimp Top Chromatography Vial, 2mL, 11mm | EA | N/A | N/A | 199.6225 | All Commercial Customers | 0% | 5% | 5% | 189.6414 | 191.0744 | 6-11 of Same Item 10% off ¦ 12+ of same Item 15% off | 7 days | Destination | USA
540-3 | Qorpak | VG11137-212 | QP-VG11137-212 | N/A | Clear Autosampler Wide Crimp Top Chromatography Vials, 2mL, case/1000 | QP-VG11137-212 Clear Autosampler Wide Crimp Top Chromatography Vial, 2mL | EA | N/A | N/A | 192.1675 | All Commercial Customers | 0% | 5% | 5% | 182.5591 | 183.9387 | 6-11 of Same Item 10% off ¦ 12+ of same Item 15% off | 7 days | Destination | USA
540-3 | Qorpak | VG11151-212 | QP-VG11151-212 | N/A | Clear Autosampler Screw Thread Wide Chromatography Vials, 2mL, case/1000 | QP-VG11151-212 Clear Autosampler Screw Thread Wide Chromatography Vial, 2mL | EA | N/A | N/A | 233.3275 | All Commercial Customers | 0% | 5% | 5% | 221.6611 | 223.3361 | 6-11 of Same Item 10% off ¦ 12+ of same Item 15% off | 7 days | Destination | USA
540-3 | Qorpak | VG11165-312 | QP-VG11165-312 | N/A | Clear Autosampler Snap Seal Chromatography Vials, 2mL, case/1000 | QP-VG11165-312 Clear Autosampler Snap Seal Chromatography Vial, 2mL | EA | N/A | N/A | 196.7175 | All Commercial Customers | 0% | 5% | 5% | 186.8816 | 188.2938 | 6-11 of Same Item 10% off ¦ 12+ of same Item 15% off | 7 days | Destination | USA
540-3 | Qorpak | VG21102-112 | QP-VG21102-112 | N/A | Amber Autosampler Screw Thread Vials, 2mL, No Caps, case/1000 | 12 x 32mm, 2ml Amber Borosilicate Glass Screw Thread Vial with 8-425 neck finish.12 x 32mm, 2ml Amber Borosilicate Glass Screw Thread Vial with 8-425 neck finish.FeaturesStyle: Standard Opening Screw Thread VialSize: 12 x 32mmColor: Amber - PlainMaterial: Borosilicate GlassCapacity/Volume: 2ml | EA | N/A | N/A | 210.56 | All Commercial Customers | 0% | 5% | 5% | 200.032 | 201.5436 | 6-11 of Same Item 10% off ¦ 12+ of same Item 15% off | 7 days | Destination | USA
540-3 | Qorpak | VG21116-212 | QP-VG21116-212 | N/A | Amber Autosampler Crimp Top Vials, 2mL, case/1000 | QP-VG21116-212 Amber Autosampler Crimp Top Vials, 2mL | EA | N/A | N/A | 198.3625 | All Commercial Customers | 0% | 5% | 5% | 188.4444 | 189.8684 | 6-11 of Same Item 10% off ¦ 12+ of same Item 15% off | 7 days | Destination | USA
540-3 | Qorpak | VG21130-212 | QP-VG21130-212 | N/A | Amber Autosampler Wide Crimp Top Vials, 2mL, case/1000 | QP-VG21130-212 Amber Autosampler Wide Crimp Top Vials, 2mL | EA | N/A | N/A | 198.3625 | All Commercial Customers | 0% | 5% | 5% | 188.4444 | 189.8684 | 6-11 of Same Item 10% off ¦ 12+ of same Item 15% off | 7 days | Destination | USA
540-3 | Qorpak | VG21144-212 | QP-VG21144-212 | N/A | Amber Autosampler Wide Screw Thread Vials, 2mL, No Caps, case/1000 | Large opening 12 x 32mm, 2ml Amber Borosilicate Glass Screw Thread Vial with 9mm neck finish.Large opening 12 x 32mm, 2ml Amber Borosilicate Glass Screw Thread Vial with 9mm neck finish.FeaturesStyle: Large Opening Screw Thread VialSize: 12 x 32mmColor: Amber - PlainMaterial: Borosilicate GlassCapacity/Volume: 2ml | EA | N/A | N/A | 265.195 | All Commercial Customers | 0% | 5% | 5% | 251.9352 | 253.839 | 6-11 of Same Item 10% off ¦ 12+ of same Item 15% off | 7 days | Destination | USA
540-3 | Qorpak | VG21158-312 | QP-VG21158-312 | N/A | Amber Snap Top Autosampler Vials, 2mL, No Caps, case/1000 | QP-VG21158-312 Amber Snap Top Autosampler Vial, 2mL, No Caps | EA | N/A | N/A | 198.3625 | All Commercial Customers | 0% | 5% | 5% | 188.4444 | 189.8684 | 6-11 of Same Item 10% off ¦ 12+ of same Item 15% off | 7 days | Destination | USA
540-16 | Ranco Industries | CSR-24 | RI-CSR-24 | N/A | Anti-Fatigue Mat, Comfort Step Ribbed, 3/8" - 2x60 | Fatigue fighting floor and matting made of 100% closed cell vinyl foam. Ribbed surface for surefootedness plus beveled edges to minimize tripping and stumbling. Makes long-standing jobs more comfortable and boosts productivity while providing noise control and protection from cold, drafty floors. 2' x 60' | EA | N/A | N/A | 464.1 | All Commercial Customers | 0% | 5% | 5% | 440.895 | 444.2267 | 6-11 of Same Item 10% off ¦ 12+ of same Item 15% off | 7 days | Destination | USA
540-16 | Ranco Industries | CSR-2436 | RI-CSR-2436 | N/A | Anti-Fatigue Mat, Comfort Step Ribbed, 3/8" - 2x3 | Anti-Fatigue Mat, Comfort Step Ribbed, 3/8" - 2x3 | EA | N/A | N/A | 18.75 | All Commercial Customers | 0% | 5% | 5% | 17.8125 | 17.9471 | 6-11 of Same Item 10% off ¦ 12+ of same Item 15% off | 7 days | Destination | USA
540-16 | Ranco Industries | CSR-2460 | RI-CSR-2460 | N/A | Anti-Fatigue Mat, Comfort Step Ribbed, 3/8" - 2x5 | Anti-Fatigue Mat, Comfort Step Ribbed, 3/8" - 2x5 | EA | N/A | N/A | 31.275 | All Commercial Customers | 0% | 5% | 5% | 29.7113 | 29.9358 | 6-11 of Same Item 10% off ¦ 12+ of same Item 15% off | 7 days | Destination | USA
540-16 | Ranco Industries | CSR-310 | RI-CSR-310 | N/A | Anti-Fatigue Mat, Comfort Step Ribbed, 3/8" - 3x10 | Anti-Fatigue Mat, Comfort Step Ribbed, 3/8" - 3x10 | EA | N/A | N/A | 93.75 | All Commercial Customers | 0% | 5% | 5% | 89.0625 | 89.7355 | 6-11 of Same Item 10% off ¦ 12+ of same Item 15% off | 7 days | Destination | USA
540-16 | Ranco Industries | CSR-36 | RI-CSR-36 | N/A | Anti-Fatigue Mat, Comfort Step Ribbed, 3/8" - 3x60 | Anti-Fatigue Mat, Comfort Step Ribbed, 3/8" - 3x60 | EA | N/A | N/A | 603 | All Commercial Customers | 0% | 5% | 5% | 572.85 | 577.1788 | 6-11 of Same Item 10% off ¦ 12+ of same Item 15% off | 7 days | Destination | USA
540-16 | Ranco Industries | CSR-3660 | RI-CSR-3660 | N/A | Anti-Fatigue Mat, Comfort Step Ribbed, 3/8" - 3x5 | Anti-Fatigue Mat, Comfort Step Ribbed, 3/8" - 3x5 | EA | N/A | N/A | 46.875 | All Commercial Customers | 0% | 5% | 5% | 44.5312 | 44.8678 | 6-11 of Same Item 10% off ¦ 12+ of same Item 15% off | 7 days | Destination | USA
540-16 | Ranco Industries | CSS-24 | RI-CSS-24 | N/A | Anti-Fatigue Mat, Comfort Step Safety, 3/8", Black, Yellow Edge - 2x60 | Anti-Fatigue Mat, Comfort Step Safety, 3/8", Black, Yellow Edge - 2x60 | EA | N/A | N/A | 441 | All Commercial Customers | 0% | 5% | 5% | 418.95 | 422.1159 | 6-11 of Same Item 10% off ¦ 12+ of same Item 15% off | 7 days | Destination | USA
540-16 | Ranco Industries | CSS-2436 | RI-CSS-2436 | N/A | Anti-Fatigue Mat, Comfort Step Safety, 3/8", Black, Yellow Edge - 2x3 | Anti-Fatigue Mat, Comfort Step Safety, 3/8", Black, Yellow Edge - 2x3 | EA | N/A | N/A | 19.875 | All Commercial Customers | 0% | 5% | 5% | 18.8813 | 19.0239 | 6-11 of Same Item 10% off ¦ 12+ of same Item 15% off | 7 days | Destination | USA
540-16 | Ranco Industries | CSS-310 | RI-CSS-310 | N/A | Anti-Fatigue Mat, Comfort Step Safety, 3/8", Black, Yellow Edge - 3x10 | Anti-Fatigue Mat, Comfort Step Safety, 3/8", Black, Yellow Edge - 3x10 | EA | N/A | N/A | 100.5 | All Commercial Customers | 0% | 5% | 5% | 95.475 | 96.1965 | 6-11 of Same Item 10% off ¦ 12+ of same Item 15% off | 7 days | Destination | USA
540-16 | Ranco Industries | CSS-36 | RI-CSS-36 | N/A | Anti-Fatigue Mat, Comfort Step Safety, 3/8", Black, Yellow Edge - 3x60 | Anti-Fatigue Mat, Comfort Step Safety, 3/8", Black, Yellow Edge - 3x60 | EA | N/A | N/A | 643.5 | All Commercial Customers | 0% | 5% | 5% | 611.325 | 615.9446 | 6-11 of Same Item 10% off ¦ 12+ of same Item 15% off | 7 days | Destination | USA
540-16 | Ranco Industries | CSS-3660 | RI-CSS-3660 | N/A | Anti-Fatigue Mat, Comfort Step Safety, 3/8", Black, Yellow Edge - 3x5 | Anti-Fatigue Mat, Comfort Step Safety, 3/8", Black, Yellow Edge - 3x5 | EA | N/A | N/A | 50.25 | All Commercial Customers | 0% | 5% | 5% | 47.7375 | 48.0982 | 6-11 of Same Item 10% off ¦ 12+ of same Item 15% off | 7 days | Destination | USA
540-16 | Ranco Industries | CST-4872 | RI-CST-2436 | N/A | Anti-Fatigue Mat, Comfort Step Textured, 3/8", 2 x 3' | Anti-Fatigue Mat, Comfort Step&reg; Textured style, Black or Gray, 3/8" thick. Textured anti-fatigue mats manufactured by Ranco Industries are engineered to provide optimum comfort, durability, and aesthetic character that sets the standard for excellence in our industry. This performance yields the best life cycle cost and the lowest total environmental impact. Fatigue fighting floor mats and matting feature 3/8" thick closed cell vinyl foam Choose Black or Gray Beveled edges minimize risk of tripping and stumbling Pebble-textured top surface provides sure footing Helps boost productivity by relieving fatigue caused by long standing Also serves to muffle distracting noises.protects feet from cold drafty floors All Custom cut roll lengths are finished with beveled edges on all four sides Custom sizes available. Call (888) 322-5722 for a quotation. Please Note: Custom Mats can be seamed for approximately 20% extra. Seamed from 3' or 4' wide material. | EA | N/A | N/A | 72 | All Commercial Customers | 0% | 5% | 5% | 68.4 | 68.9169 | 6-11 of Same Item 10% off ¦ 12+ of same Item 15% off | 7 days | Destination | USA
540-16 | Ranco Industries | CST-48-625 | RI-CST-48-625 | N/A | Anti-Fatigue Mat, Comfort Step Textured, 5/8", 4' x 60 Ft Roll | Thicker Anti-Fatigue Mat, Comfort Step&reg; Textured style, Black or Gray, 5/8" thick. Textured anti-fatigue mats manufactured by Ranco Industries are engineered to provide optimum comfort, durability, and aesthetic character that sets the standard for excellence in our industry. This performance yields the best life cycle cost and the lowest total environmental impact. Fatigue fighting floor mats and matting feature 5/8" thick closed cell vinyl foam Black Beveled edges minimize risk of tripping and stumbling Pebble-textured top surface provides sure footing Helps boost productivity by relieving fatigue caused by long standing Also serves to muffle distracting noises.protects feet from cold drafty floors All Custom cut roll lengths are finished with beveled edges on all four sides Custom sizes available. Call (888) 322-5722 for a quotation Please Note: Custom Mats can be seamed for approximately 20% extra. Seamed from 3' or 4' wide material. Ranco Rhino Industries Inc, is a customer-oriented manufacturer of Industrial Anti-Fatigue Mat and matting, including Dielectric Switchboard, Mil Spec Switchboard, ESD, Conductive, rubber, and drain thru mats and matting, for a dedicated and established group of distribution and value-added resellers with a healthy inventory of standard materials. Ranco Industries' greatest strength stems from a successful formula that combines accumulated industry "know-how", strong research and development, quality control, manufacturing expertise and a passion for bringing innovative new anti fatigue products to the market. This, combined with our strong distributor relationships, makes us the branded choice of anti-fatigue mats and matting for many consumers. Anti-fatigue mats manufactured by Ranco Industries enjoy a market leadership position and are known and respected around the world. Special emphasis has been placed on reducing the exposure of potentially harmful materials to the environment. Ranco Industries has voluntarily replaced solvents adhesives with water-based and coating formulations. These changes have resulted in the reduction of hazardous air pollutant emissions to levels below the requirements of Title V of the Clean Air Act. Ranco Industries' concern for the community extends to social issues as well. We will continue to channel our efforts where they can make a meaningful impact on the efforts of those already striving to make our world a better place to live and work. Click here for general chemical resistance information on Rhino Anti-Fatigue Mats. | EA | N/A | N/A | 1197 | All Commercial Customers | 0% | 5% | 5% | 1137.15 | 1145.7431 | 6-11 of Same Item 10% off ¦ 12+ of same Item 15% off | 7 days | Destination | USA
540-16 | Ranco Industries | DS-24 | RI-DS-24 | N/A | Anti-Fatigue Mat, Dura Step, 1/2", Black, 2x60 | Anti-Fatigue Mat, Dura Step, 1/2", Black, 2x60 | EA | N/A | N/A | 738 | All Commercial Customers | 0% | 5% | 5% | 701.1 | 706.398 | 6-11 of Same Item 10% off ¦ 12+ of same Item 15% off | 7 days | Destination | USA
540-16 | Ranco Industries | DS-2436 | RI-DS-2436 | N/A | Anti-Fatigue Mat, Dura Step, 1/2", Black, 2x3 | 2 x 3' Anti Fatigue Mat, Dura-Step Ergonomic flooring. The new Dura Step anti-fatigue mat combines technology and craftsmanship in an exclusive 2-layer construction. A durable embossed wear surface of vinyl is polymerically integrated with a moisture resistant, closed cell vinyl sponge base. The advanced dual action performance of the Dura Step mat provides safety, comfort and a long duty cycle in a matting product that is superior to standard single-layered foam mats. This exclusive manufacturing technique combines a 3/32" embossed wear surface with a 3/8" closed-cell soft sponge base layer, creating an overall thickness of approx. 1/2 inch. Durable beveled edges on all four sides provide users with a lay-flat safety border insuring smooth surface to surface transition. Dura Step Anti-Fatigue Mats are 1/2" Thick | EA | N/A | N/A | 35.25 | All Commercial Customers | 0% | 5% | 5% | 33.4875 | 33.7406 | 6-11 of Same Item 10% off ¦ 12+ of same Item 15% off | 7 days | Destination | USA
540-16 | Ranco Industries | DS-36 | RI-DS-36 | N/A | Anti-Fatigue Mat, Dura Step, 1/2", Black, 3x60 | Anti-Fatigue Mat, Dura Step, 1/2", Black, 3x60 | EA | N/A | N/A | 1071 | All Commercial Customers | 0% | 5% | 5% | 1017.45 | 1025.1385 | 6-11 of Same Item 10% off ¦ 12+ of same Item 15% off | 7 days | Destination | USA
540-16 | Ranco Industries | DS-3660 | RI-DS-3660 | N/A | Anti-Fatigue Mat, Dura Step, 1/2", Black, 3x5 | Anti-Fatigue Mat, Dura Step, 1/2", Black, 3x5 | EA | N/A | N/A | 88.5 | All Commercial Customers | 0% | 5% | 5% | 84.075 | 84.7103 | 6-11 of Same Item 10% off ¦ 12+ of same Item 15% off | 7 days | Destination | USA
540-16 | Ranco Industries | DS-48 | RI-DS-48 | N/A | Anti-Fatigue Mat, Dura Step, 1/2", Black, 4x60 | Anti-Fatigue Mat, Dura Step, 1/2", Black, 4x60 | EA | N/A | N/A | 1431 | All Commercial Customers | 0% | 5% | 5% | 1359.45 | 1369.7229 | 6-11 of Same Item 10% off ¦ 12+ of same Item 15% off | 7 days | Destination | USA
540-16 | Ranco Industries | DSE-2436 | RI-DSE-2436 | N/A | Anti-Fatigue Hospital Mat, Dr. Stand-Eze 1/2", 2 x 3' | 1/2" Thick Doctor Stand-Eze Anti-Fatigue Mats feature an attractive smooth marbleized surface and non-porous encapsulated construction that cleans up easily with most disinfecting agents, meeting the challenge of laboratory and medical environments. Doctor Stand-Eze is ergonomically designed to stimulate blood flow and prevent fatigue. It displays excellent physical properties such as tensile strength, tear resistance and clean ability. Anti-fatigue mats manufactured by Ranco Industries are engineered to provide optimum comfort, durability, and aesthetic character that sets the standard for excellence in our industry. An Anti-Fatigue Mat with attractive smooth marbleized surface and non-porous encapsulated construction that cleans up easily with most disinfecting agents, meeting the challenge of laboratory and medical enviroments. Doctor Stand-Eze is ergonomically designed to stimulate blood flow and prevent fatigue. It displays excellent physical properties such as tensile strengh, tear resistance and cleanability. The single sponge style is 1/2" thick. The base is sealed in a non-porous envelope that is permanently bonded to the backside. Three year unconditional, non-prorated warranty insures against cracking or fracturing. All Custom cut roll lengths are finished with beveled edges on all four sides Custom sizes available. Call (888) 322-5722 for a quotation. | EA | N/A | N/A | 60.75 | All Commercial Customers | 0% | 5% | 5% | 57.7125 | 58.1486 | 6-11 of Same Item 10% off ¦ 12+ of same Item 15% off | 7 days | Destination | USA
540-16 | Ranco Industries | DSE-2436DS | RI-DSE-2436DS | N/A | Anti-Fatigue Hospital Mat, Dr. Stand-Eze 7/8", 2 x 3' | 7/8" Thick Doctor Stand-Eze Anti-Fatigue Mats feature an attractive smooth marbleized surface and non-porous encapsulated construction that cleans up easily with most disinfecting agents, meeting the challenge of laboratory and medical environments. Doctor Stand-Eze is ergonomically designed to stimulate blood flow and prevent fatigue. It displays excellent physical properties such as tensile strength, tear resistance and clean ability. Anti-fatigue mats manufactured by Ranco Industries are engineered to provide optimum comfort, durability, and aesthetic character that sets the standard for excellence in our industry. An Anti-Fatigue Mat with attractive smooth marbleized surface and non-porous encapsulated construction that cleans up easily with most disinfecting agents, meeting the challenge of laboratory and medical enviroments. Doctor Stand-Eze is ergonomically designed to stimulate blood flow and prevent fatigue. It displays excellent physical properties such as tensile strengh, tear resistance and cleanability. This double sponge style is 7/8" thick. The base is sealed in a non-porous envelope that is permanently bonded to the backside. Three year unconditional, non-prorated warranty insures against cracking or fracturing. All Custom cut roll lengths are finished with beveled edges on all four sides Custom sizes available. Call (888) 322-5722 for a quotation. | EA | N/A | N/A | 74.25 | All Commercial Customers | 0% | 5% | 5% | 70.5375 | 71.0705 | 6-11 of Same Item 10% off ¦ 12+ of same Item 15% off | 7 days | Destination | USA
540-16 | Ranco Industries | DSE-3648 | RI-DSE-3648 | N/A | Anti-Fatigue Hospital Mat, Dr. Stand-Eze 1/2", 3 x 4' | 1/2" Thick Doctor Stand-Eze Anti-Fatigue Mats feature an attractive smooth marbleized surface and non-porous encapsulated construction that cleans up easily with most disinfecting agents, meeting the challenge of laboratory and medical environments. Doctor Stand-Eze is ergonomically designed to stimulate blood flow and prevent fatigue. It displays excellent physical properties such as tensile strength, tear resistance and clean ability. Anti-fatigue mats manufactured by Ranco Industries are engineered to provide optimum comfort, durability, and aesthetic character that sets the standard for excellence in our industry. An Anti-Fatigue Mat with attractive smooth marbleized surface and non-porous encapsulated construction that cleans up easily with most disinfecting agents, meeting the challenge of laboratory and medical enviroments. Doctor Stand-Eze is ergonomically designed to stimulate blood flow and prevent fatigue. It displays excellent physical properties such as tensile strengh, tear resistance and cleanability. The single sponge style is 1/2" thick. The base is sealed in a non-porous envelope that is permanently bonded to the backside. Three year unconditional, non-prorated warranty insures against cracking or fracturing. All Custom cut roll lengths are finished with beveled edges on all four sides Custom sizes available. Call (888) 322-5722 for a quotation. | EA | N/A | N/A | 119.925 | All Commercial Customers | 0% | 5% | 5% | 113.9288 | 114.7897 | 6-11 of Same Item 10% off ¦ 12+ of same Item 15% off | 7 days | Destination | USA
540-16 | Ranco Industries | DSE-3648DS | RI-DSE-3648DS | N/A | Anti-Fatigue Hospital Mat, Dr. Stand-Eze 7/8", 3 x 4' | 7/8" Thick Doctor Stand-Eze Anti-Fatigue Mats feature an attractive smooth marbleized surface and non-porous encapsulated construction that cleans up easily with most disinfecting agents, meeting the challenge of laboratory and medical environments. Doctor Stand-Eze is ergonomically designed to stimulate blood flow and prevent fatigue. It displays excellent physical properties such as tensile strength, tear resistance and clean ability. Anti-fatigue mats manufactured by Ranco Industries are engineered to provide optimum comfort, durability, and aesthetic character that sets the standard for excellence in our industry. An Anti-Fatigue Mat with attractive smooth marbleized surface and non-porous encapsulated construction that cleans up easily with most disinfecting agents, meeting the challenge of laboratory and medical enviroments. Doctor Stand-Eze is ergonomically designed to stimulate blood flow and prevent fatigue. It displays excellent physical properties such as tensile strengh, tear resistance and cleanability. This double sponge style is 7/8" thick. The base is sealed in a non-porous envelope that is permanently bonded to the backside. Three year unconditional, non-prorated warranty insures against cracking or fracturing. All Custom cut roll lengths are finished with beveled edges on all four sides Custom sizes available. Call (888) 322-5722 for a quotation. | EA | N/A | N/A | 149.625 | All Commercial Customers | 0% | 5% | 5% | 142.1438 | 143.2179 | 6-11 of Same Item 10% off ¦ 12+ of same Item 15% off | 7 days | Destination | USA
540-16 | Ranco Industries | DTK-34 | RI-DTK-34 | N/A | Anti-Fatigue Mat, Diamond Plate Knob Back, Choose Size | Anti-Fatigue Mat, Diamond Plate Knob Back, 3/4" thick. Diamond Plate Anti-Fatigue by Rhino is the benchmark for comparison to all other industrial Anti-Fatigue Mats. This strong performer suffers no deterioration from weathering and ozone exposure and is self-extinguishing when tested in accordance with FMVSS-302. These mats offer excellent durability following exposure to many organic and inorganic industrial chemicals. Rhino's Diamond Plate Anti-Fatigue far exceeds the competition with it's closed cell polymeric sponge base that produces the incredibly soft and resilient rebound properties needed in a rigorous manufacturing environment. 5/32" thick surface permanently bonded to 3/4" thick resilient closed cell polymeric sponge base. Heavy-Duty mat is 3/4" thick. All edges are beveled and sealed for safety and durability. Choose from a solid colored mat, a mat with 2 yellow safety edges or a mat with 4 yellow safety edges. | EA | N/A | N/A | 74.775 | All Commercial Customers | 0% | 5% | 5% | 71.0363 | 71.573 | 6-11 of Same Item 10% off ¦ 12+ of same Item 15% off | 7 days | Destination | USA
540-16 | Ranco Industries | DTK-3660Y | RI-DTK-3660Y | N/A | Anti-Fatigue Mat, Diamond Plate Knob Back - 3x5 - Black, 2 Yellow Sides | Anti-Fatigue Mat, Diamond Plate Knob Back, 3/4" thick. Diamond Plate Anti-Fatigue by Rhino is the benchmark for comparison to all other industrial Anti-Fatigue Mats. This strong performer suffers no deterioration from weathering and ozone exposure and is self-extinguishing when tested in accordance with FMVSS-302. These mats offer excellent durability following exposure to many organic and inorganic industrial chemicals. Rhino's Diamond Plate Anti-Fatigue far exceeds the competition with it's closed cell polymeric sponge base that produces the incredibly soft and resilient rebound properties needed in a rigorous manufacturing environment. 5/32" thick surface permanently bonded to 3/4" thick resilient closed cell polymeric sponge base. Heavy-Duty mat is 3/4" thick. All edges are beveled and sealed for safety and durability. Choose from a solid colored mat, a mat with 2 yellow safety edges or a mat with 4 yellow safety edges. | EA | N/A | N/A | 174.525 | All Commercial Customers | 0% | 5% | 5% | 165.7987 | 167.0516 | 6-11 of Same Item 10% off ¦ 12+ of same Item 15% off | 7 days | Destination | USA
540-16 | Ranco Industries | DTK-3660YY | RI-DTK-3660YY | N/A | Anti-Fatigue Mat, Diamond Plate Knob Back - 3x5 - Black, 4 Yellow Sides | Anti-Fatigue Mat, Diamond Plate Knob Back, 3/4" thick. Diamond Plate Anti-Fatigue by Rhino is the benchmark for comparison to all other industrial Anti-Fatigue Mats. This strong performer suffers no deterioration from weathering and ozone exposure and is self-extinguishing when tested in accordance with FMVSS-302. These mats offer excellent durability following exposure to many organic and inorganic industrial chemicals. Rhino's Diamond Plate Anti-Fatigue far exceeds the competition with it's closed cell polymeric sponge base that produces the incredibly soft and resilient rebound properties needed in a rigorous manufacturing environment. 5/32" thick surface permanently bonded to 3/4" thick resilient closed cell polymeric sponge base. Heavy-Duty mat is 3/4" thick. All edges are beveled and sealed for safety and durability. Choose from a solid colored mat, a mat with 2 yellow safety edges or a mat with 4 yellow safety edges. | EA | N/A | N/A | 190.5 | All Commercial Customers | 0% | 5% | 5% | 180.975 | 182.3426 | 6-11 of Same Item 10% off ¦ 12+ of same Item 15% off | 7 days | Destination | USA
540-16 | Access Products | R80-120-00 | RSS-R80-120-00 | N/A | Rapid Slit Seal Self-Closing film for 96-Well Plates, pack/100 | Rapid Slit Seal&trade; self-closing well plate film seals micro well plates without adhesive. Designed for HPLC or LC/MS users of microplates, etc. Each opening self closes to reduce evaporation after it has been tested and/or sampled. Pipette tips easily enter through the slotted openings in the Rapid Slit Seal, and then the film re-closes when the pipette is withdrawn, with a 95% air-tight seal over a 22 hour period*. For Research Use Only Slit Seal is designed for sealing the surface of 96 well plates. It has 96 slits on the surface, corresponding to the well position of the 96 well plates. The slit area is adhesive free to avoid needle blockage and adhesive contamination; however, the adhesive part around the well spots may not be resistant to organic solvents and can potentially cause minimal contamination, so please evaluate this before using plate seal. Slit Seal-Instant self closing 96-well plate Seal Features: Pre-cut slits open easily Self-closes instantly No cross-contamination between wells Allows next-day analysis No adhesive on well spot Pipette tips insert easily with less friction Seal size is 80mm x 122 mm (96-well format) Material: PET, Silicone Operating Temperature: -80 to +37&deg;C Minimal solvent evaporation Triple layered film. PET layer reduces friction for very easy handling Lower cost than silicone mats *Effective at Preventing Evaporation: After 22 hours, 95% of 150 &micro;l water will remain at 37&deg;C After 22 hours, 95% of 150 &micro;l of acetonitrile will remain at 4&deg;C Your results may vary based on solvent type, temperature and volume Instructions Only use undamaged and visibly perfect plate seals from intact packages. Dispose of used consumables in accordance with the rule applicable to your laboratory. Do NOT autoclave. When sterilizing please use Ethylene Oxide Gas. Store at room temperature and protect from direct sunlight and UV light. Applications: Automation SPE HPLC and LC/MS ADME Organic Synthesis | EA | N/A | N/A | 417.9 | All Commercial Customers | 0% | 5% | 5% | 397.005 | 400.005 | 6-11 of Same Item 10% off ¦ 12+ of same Item 15% off | 7 days | Destination | USA
540-16 | Dragon Lab | 300001 | SCI-300001 | N/A | DILVAC Dry-Ice Maker, Pressure Hose and Pressure Gauge | SCILOGEX DILVAC Dry-Ice Maker, Pressure Hose and Pressure GaugeDilvac Portable Dry-Ice Maker The DILVAC Portable Dry-Ice Maker is the fastest way of providing a block of Dry-Ice for your needs. It is compact and lightweight, requires no electrical power and is safe and simple to use. Most importantly it is there to give you immediate access to Dry-Ice (-109.3&deg;F) when you need it. The economy of having Dry-Ice 'on-tap' can provide considerable financial savings. The DILVAC Portable Dry-Ice Maker produces a block (not slush!) of approximately 2.2Lbs (1KG) in weight in about 1 minute. Yield from a 75 lbs liquid cylinder - 5 to 6 blocks at room temperature. (Yield can appreciably increase at lower ambient temperatures, i.e. @ 41&deg;F approximately 1/3 more blocks may be produced.)The unit comes complete with hose ready to connect to a cylinder of compressed liquid CO2 with an internal siphon and standard CGA-320 valve. Full instructions provided. (Note: We do not sell gas cylinders/tanks, which can be obtained from local gas dealers or welding supply stores.) 2 year warranty.Dilvac Portable Dry-Ice Maker Specifications: Dimensions of Dry-Ice Maker Dimensions of block produced 8.9" Long x 6.3" Wide x 6.3" High 7.0" Long x 3.2" Wide x 4.3" High Dilvac Portable Dry-Ice Maker Ordering Information: Catalog No. Description SCI-300001 Dilvac Portable Dry-Ice Maker, with steel pressure hose and gas pressure guage Click PDF to download the Spec Sheet for: Portable Dry-Ice MakerExtended InformationSCI-300001 DILVAC Dry-Ice Maker, Pressure Hose and Pressure Gauge. The Portable Dry-Ice maker is the fastest way of providing a block of Dry-Ice to your lab. It is compact and lightweight, requires no electric power and is safe and simple to use. Most importantly, it is always there in the lab to give you immediate access to Dry-Ice WHEN YOU NEED IT. The economy of having your Dry-Ice ?on tap? can provide considerable financial savings over a relatively short period as the cost of having Dry-Ice delivered to your lab can be prohibitive. The SCILOGEX Portable Dry-Ice maker produces a block of approx.2.2Lbs in weight in approximately 1 minute, and all you have to do is connect the unit to a cylinder of CO2, and turn on the tap. Remember, it has to be a LIQUID cylinder with an internal siphon. The unit comes with easy to follow operating instructions. Briefly, this is how it works. Connect unit to Liquid CO2 cylinder and turn on. Monitor flow of liquid by means of pressure gauge provided. When block is made, turn off gas on cylinder; unclip lid and sides of unit. Remove block. GLOVES MUST BE WORN. Replace sides and lid of unit to instantly make another block if required. USE DRY - ICE IN : Hospitals, Research Labs., Tissue Preservation, Food preservation, Specimen transportation, Recreational purposes. WARNING : Gaseous CO2 vapors can cause suffocation, so use the unit only in well ventilated areas. Also, use the unit only on a level supporting surface. Never allow the unit to hang from the feed hose. DO NOT HANDLE DRY-ICE WITHOUT GLOVES, REMEMBER, IT IS A VERY COLD AT -80&deg;C. | EA | N/A | N/A | 1577.6 | All Commercial Customers | 0% | 5% | 5% | 1498.72 | 1510.0453 | 6-11 of Same Item 10% off ¦ 12+ of same Item 15% off | 7 days | Destination | GBR
66-113 | Dragon Lab | 702371 | SCI-702371 | N/A | EZ Syringe Tips for Repeating Pipettes, case/100 | SCILOGEX EZ Non-Sterile Syringe Tips polypropylene (PP), Plunger polyethylene (PE)SCI-702371 EZ Non-Sterile Syringe Tips polypropylene (PP), Plunger polyethylene (PE). EZ Syringe Tips, Features: EZ Syringe Tips, fit all repeating pipettes using standard sized syringe tips, such as the StepMate&trade;, HandyStep&reg; and the Eppendorf&reg; Repeater&trade;. EZ-Tips are manufactured from virgin polypropylene and high-density polyethylene without lubricants or chemical additives to prevent reagent contamination. Manufactured from High Quality Materials: EZ Syringe Tips, are made entirely from high-quality virgin polyethylene and polypropylene without lubricants or other chemical additives. 0.5ml to 50ml Made from virgin polypropylene Catalog No. Size Pack Size SCI-702371 0.50ml, Non-Sterile 100 SCI-702373 1.25ml, Non-Sterile 100 SCI-702375 2.50ml, Non-Sterile 100 SCI-702377 5.00ml, Non-Sterile 100 SCI-702379 12.50ml, Non-Sterile 100 SCI-702381 25.00ml*, Non-Sterile 50 SCI-702383 50.00ml*, Non-Sterile 25 SCI-702385 0.50ml, Sterile 100 SCI-702387 1.25ml, Sterile 100 SCI-702389 2.50ml, Sterile 100 SCI-702391 5.00ml, Sterile 100 SCI-702393 12.50ml, Sterile 100 SCI-702395 25.00ml*, Sterile 25 SCI-702397 50.00ml*, Sterile 25 *adapter included | EA | N/A | N/A | 100.5972 | All Commercial Customers | 0% | 5% | 5% | 95.5673 | 96.2895 | 6-11 of Same Item 10% off ¦ 12+ of same Item 15% off | 7 days | Destination | DEU
66-113 | Dragon Lab | 702373 | SCI-702373 | N/A | EZ Syringe Tips for Repeating Pipettes, case/100 - 1.25mL | SCILOGEX EZ Non-Sterile Syringe Tips polypropylene (PP), Plunger polyethylene (PE)SCI-702371 EZ Non-Sterile Syringe Tips polypropylene (PP), Plunger polyethylene (PE). EZ Syringe Tips, Features: EZ Syringe Tips, fit all repeating pipettes using standard sized syringe tips, such as the StepMate&trade;, HandyStep&reg; and the Eppendorf&reg; Repeater&trade;. EZ-Tips are manufactured from virgin polypropylene and high-density polyethylene without lubricants or chemical additives to prevent reagent contamination. Manufactured from High Quality Materials: EZ Syringe Tips, are made entirely from high-quality virgin polyethylene and polypropylene without lubricants or other chemical additives. 0.5ml to 50ml Made from virgin polypropylene Catalog No. Size Pack Size SCI-702371 0.50ml, Non-Sterile 100 SCI-702373 1.25ml, Non-Sterile 100 SCI-702375 2.50ml, Non-Sterile 100 SCI-702377 5.00ml, Non-Sterile 100 SCI-702379 12.50ml, Non-Sterile 100 SCI-702381 25.00ml*, Non-Sterile 50 SCI-702383 50.00ml*, Non-Sterile 25 SCI-702385 0.50ml, Sterile 100 SCI-702387 1.25ml, Sterile 100 SCI-702389 2.50ml, Sterile 100 SCI-702391 5.00ml, Sterile 100 SCI-702393 12.50ml, Sterile 100 SCI-702395 25.00ml*, Sterile 25 SCI-702397 50.00ml*, Sterile 25 *adapter included | EA | N/A | N/A | 96.9168 | All Commercial Customers | 0% | 5% | 5% | 92.0709 | 92.7667 | 6-11 of Same Item 10% off ¦ 12+ of same Item 15% off | 7 days | Destination | DEU
66-113 | Dragon Lab | 702375 | SCI-702375 | N/A | EZ Syringe Tips for Repeating Pipettes, case/100 - 2.5mL | SCILOGEX EZ Non-Sterile Syringe Tips polypropylene (PP), Plunger polyethylene (PE)SCI-702371 EZ Non-Sterile Syringe Tips polypropylene (PP), Plunger polyethylene (PE). EZ Syringe Tips, Features: EZ Syringe Tips, fit all repeating pipettes using standard sized syringe tips, such as the StepMate&trade;, HandyStep&reg; and the Eppendorf&reg; Repeater&trade;. EZ-Tips are manufactured from virgin polypropylene and high-density polyethylene without lubricants or chemical additives to prevent reagent contamination. Manufactured from High Quality Materials: EZ Syringe Tips, are made entirely from high-quality virgin polyethylene and polypropylene without lubricants or other chemical additives. 0.5ml to 50ml Made from virgin polypropylene Catalog No. Size Pack Size SCI-702371 0.50ml, Non-Sterile 100 SCI-702373 1.25ml, Non-Sterile 100 SCI-702375 2.50ml, Non-Sterile 100 SCI-702377 5.00ml, Non-Sterile 100 SCI-702379 12.50ml, Non-Sterile 100 SCI-702381 25.00ml*, Non-Sterile 50 SCI-702383 50.00ml*, Non-Sterile 25 SCI-702385 0.50ml, Sterile 100 SCI-702387 1.25ml, Sterile 100 SCI-702389 2.50ml, Sterile 100 SCI-702391 5.00ml, Sterile 100 SCI-702393 12.50ml, Sterile 100 SCI-702395 25.00ml*, Sterile 25 SCI-702397 50.00ml*, Sterile 25 *adapter included | EA | N/A | N/A | 96.9168 | All Commercial Customers | 0% | 5% | 5% | 92.0709 | 92.7667 | 6-11 of Same Item 10% off ¦ 12+ of same Item 15% off | 7 days | Destination | DEU
66-113 | Dragon Lab | 702377 | SCI-702377 | N/A | EZ Syringe Tips for Repeating Pipettes, case/100 - 5.0mL | SCILOGEX EZ Non-Sterile Syringe Tips polypropylene (PP), Plunger polyethylene (PE)SCI-702371 EZ Non-Sterile Syringe Tips polypropylene (PP), Plunger polyethylene (PE). EZ Syringe Tips, Features: EZ Syringe Tips, fit all repeating pipettes using standard sized syringe tips, such as the StepMate&trade;, HandyStep&reg; and the Eppendorf&reg; Repeater&trade;. EZ-Tips are manufactured from virgin polypropylene and high-density polyethylene without lubricants or chemical additives to prevent reagent contamination. Manufactured from High Quality Materials: EZ Syringe Tips, are made entirely from high-quality virgin polyethylene and polypropylene without lubricants or other chemical additives. 0.5ml to 50ml Made from virgin polypropylene Catalog No. Size Pack Size SCI-702371 0.50ml, Non-Sterile 100 SCI-702373 1.25ml, Non-Sterile 100 SCI-702375 2.50ml, Non-Sterile 100 SCI-702377 5.00ml, Non-Sterile 100 SCI-702379 12.50ml, Non-Sterile 100 SCI-702381 25.00ml*, Non-Sterile 50 SCI-702383 50.00ml*, Non-Sterile 25 SCI-702385 0.50ml, Sterile 100 SCI-702387 1.25ml, Sterile 100 SCI-702389 2.50ml, Sterile 100 SCI-702391 5.00ml, Sterile 100 SCI-702393 12.50ml, Sterile 100 SCI-702395 25.00ml*, Sterile 25 SCI-702397 50.00ml*, Sterile 25 *adapter included | EA | N/A | N/A | 96.9168 | All Commercial Customers | 0% | 5% | 5% | 92.0709 | 92.7667 | 6-11 of Same Item 10% off ¦ 12+ of same Item 15% off | 7 days | Destination | DEU
66-113 | Dragon Lab | 702379 | SCI-702379 | N/A | EZ Syringe Tips for Repeating Pipettes, case/100 - 12.5mL | SCILOGEX EZ Non-Sterile Syringe Tips polypropylene (PP), Plunger polyethylene (PE)SCI-702371 EZ Non-Sterile Syringe Tips polypropylene (PP), Plunger polyethylene (PE). EZ Syringe Tips, Features: EZ Syringe Tips, fit all repeating pipettes using standard sized syringe tips, such as the StepMate&trade;, HandyStep&reg; and the Eppendorf&reg; Repeater&trade;. EZ-Tips are manufactured from virgin polypropylene and high-density polyethylene without lubricants or chemical additives to prevent reagent contamination. Manufactured from High Quality Materials: EZ Syringe Tips, are made entirely from high-quality virgin polyethylene and polypropylene without lubricants or other chemical additives. 0.5ml to 50ml Made from virgin polypropylene Catalog No. Size Pack Size SCI-702371 0.50ml, Non-Sterile 100 SCI-702373 1.25ml, Non-Sterile 100 SCI-702375 2.50ml, Non-Sterile 100 SCI-702377 5.00ml, Non-Sterile 100 SCI-702379 12.50ml, Non-Sterile 100 SCI-702381 25.00ml*, Non-Sterile 50 SCI-702383 50.00ml*, Non-Sterile 25 SCI-702385 0.50ml, Sterile 100 SCI-702387 1.25ml, Sterile 100 SCI-702389 2.50ml, Sterile 100 SCI-702391 5.00ml, Sterile 100 SCI-702393 12.50ml, Sterile 100 SCI-702395 25.00ml*, Sterile 25 SCI-702397 50.00ml*, Sterile 25 *adapter included | EA | N/A | N/A | 96.9168 | All Commercial Customers | 0% | 5% | 5% | 92.0709 | 92.7667 | 6-11 of Same Item 10% off ¦ 12+ of same Item 15% off | 7 days | Destination | DEU
66-113 | Dragon Lab | 702381 | SCI-702381 | N/A | EZ Syringe Tips for Repeating Pipettes, 25mL, case/50 | SCILOGEX EZ Non-Sterile Syringe Tips polypropylene (PP), Plunger polyethylene (PE)SCI-702381 EZ Non-Sterile Syringe Tips polypropylene (PP), Plunger polyethylene (PE). EZ Syringe Tips, Features: EZ Syringe Tips, fit all repeating pipettes using standard sized syringe tips, such as the StepMate&trade;, HandyStep&reg; and the Eppendorf&reg; Repeater&trade;. EZ-Tips are manufactured from virgin polypropylene and high-density polyethylene without lubricants or chemical additives to prevent reagent contamination. Manufactured from High Quality Materials: EZ Syringe Tips, are made entirely from high-quality virgin polyethylene and polypropylene without lubricants or other chemical additives. 0.5ml to 50ml Made from virgin polypropylene Catalog No. Size Pack Size SCI-702371 0.50ml, Non-Sterile 100 SCI-702373 1.25ml, Non-Sterile 100 SCI-702375 2.50ml, Non-Sterile 100 SCI-702377 5.00ml, Non-Sterile 100 SCI-702379 12.50ml, Non-Sterile 100 SCI-702381 25.00ml*, Non-Sterile 50 SCI-702383 50.00ml*, Non-Sterile 25 SCI-702385 0.50ml, Sterile 100 SCI-702387 1.25ml, Sterile 100 SCI-702389 2.50ml, Sterile 100 SCI-702391 5.00ml, Sterile 100 SCI-702393 12.50ml, Sterile 100 SCI-702395 25.00ml*, Sterile 25 SCI-702397 50.00ml*, Sterile 25 *adapter included | EA | N/A | N/A | 65.4188 | All Commercial Customers | 0% | 5% | 5% | 62.1479 | 62.6175 | 6-11 of Same Item 10% off ¦ 12+ of same Item 15% off | 7 days | Destination | DEU
66-113 | Dragon Lab | 702385 | SCI-702385 | N/A | Sterile EZ Syringe Tips for Repeating Pipettes, Ind. Wrapped, case/100 | SCILOGEX EZ Sterile Syringe polypropylene (PP), Plunger polyethylene (PE)SCI-702385 EZ Sterile Syringe polypropylene (PP), Plunger polyethylene (PE). EZ Syringe Tips, Features: EZ Syringe Tips, fit all repeating pipettes using standard sized syringe tips, such as the StepMate&trade;, HandyStep&reg; and the Eppendorf&reg; Repeater&trade;. EZ-Tips are manufactured from virgin polypropylene and high-density polyethylene without lubricants or chemical additives to prevent reagent contamination. Manufactured from High Quality Materials: EZ Syringe Tips, are made entirely from high-quality virgin polyethylene and polypropylene without lubricants or other chemical additives. EZ-Sterile Tips are individually wrapped and certified free of DNA, RNase, endotoxins, and ATP to meet the most stringent sample integrity requirements. 0.5ml to 50ml Made from virgin polypropylene Catalog No. Size Pack Size SCI-702371 0.50ml, Non-Sterile 100 SCI-702373 1.25ml, Non-Sterile 100 SCI-702375 2.50ml, Non-Sterile 100 SCI-702377 5.00ml, Non-Sterile 100 SCI-702379 12.50ml, Non-Sterile 100 SCI-702381 25.00ml*, Non-Sterile 50 SCI-702383 50.00ml*, Non-Sterile 25 SCI-702385 0.50ml, Sterile 100 SCI-702387 1.25ml, Sterile 100 SCI-702389 2.50ml, Sterile 100 SCI-702391 5.00ml, Sterile 100 SCI-702393 12.50ml, Sterile 100 SCI-702395 25.00ml*, Sterile 25 SCI-702397 50.00ml*, Sterile 25 *adapter included | EA | N/A | N/A | 165.4333 | All Commercial Customers | 0% | 5% | 5% | 157.1616 | 158.3492 | 6-11 of Same Item 10% off ¦ 12+ of same Item 15% off | 7 days | Destination | DEU
66-113 | Dragon Lab | 702387 | SCI-702387 | N/A | Sterile EZ Syringe Tips for Repeating Pipettes, Ind. Wrapped, case/100 - 1.25mL | SCILOGEX EZ Sterile Syringe polypropylene (PP), Plunger polyethylene (PE)SCI-702385 EZ Sterile Syringe polypropylene (PP), Plunger polyethylene (PE). EZ Syringe Tips, Features: EZ Syringe Tips, fit all repeating pipettes using standard sized syringe tips, such as the StepMate&trade;, HandyStep&reg; and the Eppendorf&reg; Repeater&trade;. EZ-Tips are manufactured from virgin polypropylene and high-density polyethylene without lubricants or chemical additives to prevent reagent contamination. Manufactured from High Quality Materials: EZ Syringe Tips, are made entirely from high-quality virgin polyethylene and polypropylene without lubricants or other chemical additives. EZ-Sterile Tips are individually wrapped and certified free of DNA, RNase, endotoxins, and ATP to meet the most stringent sample integrity requirements. 0.5ml to 50ml Made from virgin polypropylene Catalog No. Size Pack Size SCI-702371 0.50ml, Non-Sterile 100 SCI-702373 1.25ml, Non-Sterile 100 SCI-702375 2.50ml, Non-Sterile 100 SCI-702377 5.00ml, Non-Sterile 100 SCI-702379 12.50ml, Non-Sterile 100 SCI-702381 25.00ml*, Non-Sterile 50 SCI-702383 50.00ml*, Non-Sterile 25 SCI-702385 0.50ml, Sterile 100 SCI-702387 1.25ml, Sterile 100 SCI-702389 2.50ml, Sterile 100 SCI-702391 5.00ml, Sterile 100 SCI-702393 12.50ml, Sterile 100 SCI-702395 25.00ml*, Sterile 25 SCI-702397 50.00ml*, Sterile 25 *adapter included | EA | N/A | N/A | 165.4333 | All Commercial Customers | 0% | 5% | 5% | 157.1616 | 158.3492 | 6-11 of Same Item 10% off ¦ 12+ of same Item 15% off | 7 days | Destination | DEU
66-113 | Dragon Lab | 702389 | SCI-702389 | N/A | Sterile EZ Syringe Tips for Repeating Pipettes, Ind. Wrapped, case/100 - 2.5mL | SCILOGEX EZ Sterile Syringe polypropylene (PP), Plunger polyethylene (PE)SCI-702385 EZ Sterile Syringe polypropylene (PP), Plunger polyethylene (PE). EZ Syringe Tips, Features: EZ Syringe Tips, fit all repeating pipettes using standard sized syringe tips, such as the StepMate&trade;, HandyStep&reg; and the Eppendorf&reg; Repeater&trade;. EZ-Tips are manufactured from virgin polypropylene and high-density polyethylene without lubricants or chemical additives to prevent reagent contamination. Manufactured from High Quality Materials: EZ Syringe Tips, are made entirely from high-quality virgin polyethylene and polypropylene without lubricants or other chemical additives. EZ-Sterile Tips are individually wrapped and certified free of DNA, RNase, endotoxins, and ATP to meet the most stringent sample integrity requirements. 0.5ml to 50ml Made from virgin polypropylene Catalog No. Size Pack Size SCI-702371 0.50ml, Non-Sterile 100 SCI-702373 1.25ml, Non-Sterile 100 SCI-702375 2.50ml, Non-Sterile 100 SCI-702377 5.00ml, Non-Sterile 100 SCI-702379 12.50ml, Non-Sterile 100 SCI-702381 25.00ml*, Non-Sterile 50 SCI-702383 50.00ml*, Non-Sterile 25 SCI-702385 0.50ml, Sterile 100 SCI-702387 1.25ml, Sterile 100 SCI-702389 2.50ml, Sterile 100 SCI-702391 5.00ml, Sterile 100 SCI-702393 12.50ml, Sterile 100 SCI-702395 25.00ml*, Sterile 25 SCI-702397 50.00ml*, Sterile 25 *adapter included | EA | N/A | N/A | 165.4333 | All Commercial Customers | 0% | 5% | 5% | 157.1616 | 158.3492 | 6-11 of Same Item 10% off ¦ 12+ of same Item 15% off | 7 days | Destination | DEU
66-113 | Dragon Lab | 702391 | SCI-702391 | N/A | Sterile EZ Syringe Tips for Repeating Pipettes, Ind. Wrapped, case/100 - 5.0mL | SCILOGEX EZ Sterile Syringe polypropylene (PP), Plunger polyethylene (PE)SCI-702385 EZ Sterile Syringe polypropylene (PP), Plunger polyethylene (PE). EZ Syringe Tips, Features: EZ Syringe Tips, fit all repeating pipettes using standard sized syringe tips, such as the StepMate&trade;, HandyStep&reg; and the Eppendorf&reg; Repeater&trade;. EZ-Tips are manufactured from virgin polypropylene and high-density polyethylene without lubricants or chemical additives to prevent reagent contamination. Manufactured from High Quality Materials: EZ Syringe Tips, are made entirely from high-quality virgin polyethylene and polypropylene without lubricants or other chemical additives. EZ-Sterile Tips are individually wrapped and certified free of DNA, RNase, endotoxins, and ATP to meet the most stringent sample integrity requirements. 0.5ml to 50ml Made from virgin polypropylene Catalog No. Size Pack Size SCI-702371 0.50ml, Non-Sterile 100 SCI-702373 1.25ml, Non-Sterile 100 SCI-702375 2.50ml, Non-Sterile 100 SCI-702377 5.00ml, Non-Sterile 100 SCI-702379 12.50ml, Non-Sterile 100 SCI-702381 25.00ml*, Non-Sterile 50 SCI-702383 50.00ml*, Non-Sterile 25 SCI-702385 0.50ml, Sterile 100 SCI-702387 1.25ml, Sterile 100 SCI-702389 2.50ml, Sterile 100 SCI-702391 5.00ml, Sterile 100 SCI-702393 12.50ml, Sterile 100 SCI-702395 25.00ml*, Sterile 25 SCI-702397 50.00ml*, Sterile 25 *adapter included | EA | N/A | N/A | 165.4333 | All Commercial Customers | 0% | 5% | 5% | 157.1616 | 158.3492 | 6-11 of Same Item 10% off ¦ 12+ of same Item 15% off | 7 days | Destination | DEU
66-113 | Dragon Lab | 702393 | SCI-702393 | N/A | Sterile EZ Syringe Tips for Repeating Pipettes, Ind. Wrapped, case/100 - 12.5mL | SCILOGEX EZ Sterile Syringe polypropylene (PP), Plunger polyethylene (PE)SCI-702385 EZ Sterile Syringe polypropylene (PP), Plunger polyethylene (PE). EZ Syringe Tips, Features: EZ Syringe Tips, fit all repeating pipettes using standard sized syringe tips, such as the StepMate&trade;, HandyStep&reg; and the Eppendorf&reg; Repeater&trade;. EZ-Tips are manufactured from virgin polypropylene and high-density polyethylene without lubricants or chemical additives to prevent reagent contamination. Manufactured from High Quality Materials: EZ Syringe Tips, are made entirely from high-quality virgin polyethylene and polypropylene without lubricants or other chemical additives. EZ-Sterile Tips are individually wrapped and certified free of DNA, RNase, endotoxins, and ATP to meet the most stringent sample integrity requirements. 0.5ml to 50ml Made from virgin polypropylene Catalog No. Size Pack Size SCI-702371 0.50ml, Non-Sterile 100 SCI-702373 1.25ml, Non-Sterile 100 SCI-702375 2.50ml, Non-Sterile 100 SCI-702377 5.00ml, Non-Sterile 100 SCI-702379 12.50ml, Non-Sterile 100 SCI-702381 25.00ml*, Non-Sterile 50 SCI-702383 50.00ml*, Non-Sterile 25 SCI-702385 0.50ml, Sterile 100 SCI-702387 1.25ml, Sterile 100 SCI-702389 2.50ml, Sterile 100 SCI-702391 5.00ml, Sterile 100 SCI-702393 12.50ml, Sterile 100 SCI-702395 25.00ml*, Sterile 25 SCI-702397 50.00ml*, Sterile 25 *adapter included | EA | N/A | N/A | 165.4333 | All Commercial Customers | 0% | 5% | 5% | 157.1616 | 158.3492 | 6-11 of Same Item 10% off ¦ 12+ of same Item 15% off | 7 days | Destination | DEU
66-113 | Dragon Lab | 750002CF | SCI-750002CF | N/A | 0.2-10ul MicroPette Universal Sterile Filtered Tips, Clear Color, Rack 10 x 96 (960) | SCILOGEX 0.2-10ul MicroPette Universal Sterile Filtered Tips, Clear Color, Rack 10 x 96 (960) and tested for compatibility with Eppendorf&reg;, Gilson&reg;/Rainin&reg;, and Thermo Labsystems / Finnpipette&reg; pipettes.SCI-750002CF 0.2-10ul MicroPette Universal Sterile Filtered Tips, Clear Color. MicroPette Universal Pipette Tips Features: Volumes available from 0.2 to 10,000 uL. Available racked and racked-and-sterile. MicroPette Tips are made from high purity virgin polypropylene and are designed for use in a wide variety of pipetting applications. They are tested for compatibility with Eppendorf&reg;, Gilson&reg;/Rainin&reg;, and Thermo Labsystems / Finnpipette&reg; pipettes. MicroPette Universal Pipette Tips Ordering Information: Cat No. Volume/Description Qty. Pack/Rack SCI-750002 0.2-10uL MicroPette Universal Tips, Non-Sterile, Clear 10 x 96 Rack (960) SCI-75002CF 0.2-10uL MicroPette Universal Filtered Tips, Clear 10 x 96 Rack (960) SCI-750003 0.2-10uL MicroPette Universal Tips, Sterile, Clear 10 x 96 Rack (960) SCI-750005 10-200uL MicroPette Universal Tips, Non-Sterile, Yellow 10 x 96 Rack (960) SCI-750005C 10-200uL MicroPette Universal Tips, Non-Sterile, Clear 10 x 96 Rack (960) SCI-750005CF 10-200uL MicroPette Universal Filtered Tips, Clear 10 x 96 Rack (960) SCI-750005CS 10-200uL MicroPette Universal Sterile Tips, Clear 10 x 96 Rack (960) SCI-750006 10-200uL MicroPette Universal Tips, Sterile, Yellow 10 x 96 Rack (960) SCI-750008 100-1000uL MicroPette Universal Tips, Non-Sterile, Clear 8 x 96 Rack (768) SCI-750008CF 100-1000uL MicroPette Universal Filtered Tips, Clear 8 x 96 Rack (768) SCI-750009 100-1000uL MicroPette Universal Tips, Sterile, Clear 8 x 96 Rack (768) | EA | N/A | N/A | 97.92 | All Commercial Customers | 0% | 5% | 5% | 93.024 | 93.727 | 6-11 of Same Item 10% off ¦ 12+ of same Item 15% off | 7 days | Destination | USA
66-113 | Dragon Lab | 750003 | SCI-750003 | N/A | 0.2-10ul MicroPette Universal Sterile Tips, Rack 10 x 96, case/960 | SCILOGEX 0.2-10ul MicroPette Universal Sterile Tips, Clear Color, Rack 10 x 96 (960) and tested for compatibility with Eppendorf&reg;, Gilson&reg;/Rainin&reg;, and Thermo Labsystems / Finnpipette&reg; pipettes.SCI-750003 0.2-10ul MicroPette Universal Sterile Tips, Clear Color. MicroPette Universal Pipette Tips Features: Volumes available from 0.2 to 10,000 uL. Available racked and racked-and-sterile. MicroPette Tips are made from high purity virgin polypropylene and are designed for use in a wide variety of pipetting applications. They are tested for compatibility with Eppendorf&reg;, Gilson&reg;/Rainin&reg;, and Thermo Labsystems / Finnpipette&reg; pipettes. MicroPette Universal Pipette Tips Ordering Information: Cat No. Volume/Description Qty. Pack/Rack SCI-750002 0.2-10uL MicroPette Universal Tips, Non-Sterile, Clear 10 x 96 Rack (960) SCI-75002CF 0.2-10uL MicroPette Universal Filtered Tips, Clear 10 x 96 Rack (960) SCI-750003 0.2-10uL MicroPette Universal Tips, Sterile, Clear 10 x 96 Rack (960) SCI-750005 10-200uL MicroPette Universal Tips, Non-Sterile, Yellow 10 x 96 Rack (960) SCI-750005C 10-200uL MicroPette Universal Tips, Non-Sterile, Clear 10 x 96 Rack (960) SCI-750005CF 10-200uL MicroPette Universal Filtered Tips, Clear 10 x 96 Rack (960) SCI-750005CS 10-200uL MicroPette Universal Sterile Tips, Clear 10 x 96 Rack (960) SCI-750006 10-200uL MicroPette Universal Tips, Sterile, Yellow 10 x 96 Rack (960) SCI-750008 100-1000uL MicroPette Universal Tips, Non-Sterile, Clear 8 x 96 Rack (768) SCI-750008CF 100-1000uL MicroPette Universal Filtered Tips, Clear 8 x 96 Rack (768) SCI-750009 100-1000uL MicroPette Universal Tips, Sterile, Clear 8 x 96 Rack (768) | EA | N/A | N/A | 74.307 | All Commercial Customers | 0% | 5% | 5% | 70.5916 | 71.1251 | 6-11 of Same Item 10% off ¦ 12+ of same Item 15% off | 7 days | Destination | USA
66-113 | Dragon Lab | 750005 | SCI-750005 | N/A | 10-200ul MicroPette Universal Tips, Non-Sterile Yellow, Rack 10 x 96 (960) | SCILOGEX 10-200ul MicroPette Universal Tips, Yellow Color, Rack 10 x 96 (960) and tested for compatibility with Eppendorf&reg;, Gilson&reg;/Rainin&reg;, and Thermo Labsystems / Finnpipette&reg; pipettes.SCI-750005 10-200ul MicroPette Universal Tips, Yellow. MicroPette Universal Pipette Tips Features: Volumes available from 0.2 to 10,000 uL. Available racked and racked-and-sterile. MicroPette Tips are made from high purity virgin polypropylene and are designed for use in a wide variety of pipetting applications. They are tested for compatibility with Eppendorf&reg;, Gilson&reg;/Rainin&reg;, and Thermo Labsystems / Finnpipette&reg; pipettes. MicroPette Universal Pipette Tips Ordering Information: Cat No. Volume/Description Qty. Pack/Rack SCI-750002 0.2-10uL MicroPette Universal Tips, Non-Sterile, Clear 10 x 96 Rack (960) SCI-75002CF 0.2-10uL MicroPette Universal Filtered Tips, Clear 10 x 96 Rack (960) SCI-750003 0.2-10uL MicroPette Universal Tips, Sterile, Clear 10 x 96 Rack (960) SCI-750005 10-200uL MicroPette Universal Tips, Non-Sterile, Yellow 10 x 96 Rack (960) SCI-750005C 10-200uL MicroPette Universal Tips, Non-Sterile, Clear 10 x 96 Rack (960) SCI-750005CF 10-200uL MicroPette Universal Filtered Tips, Clear 10 x 96 Rack (960) SCI-750005CS 10-200uL MicroPette Universal Sterile Tips, Clear 10 x 96 Rack (960) SCI-750006 10-200uL MicroPette Universal Tips, Sterile, Yellow 10 x 96 Rack (960) SCI-750008 100-1000uL MicroPette Universal Tips, Non-Sterile, Clear 8 x 96 Rack (768) SCI-750008CF 100-1000uL MicroPette Universal Filtered Tips, Clear 8 x 96 Rack (768) SCI-750009 100-1000uL MicroPette Universal Tips, Sterile, Clear 8 x 96 Rack (768) | EA | N/A | N/A | 48.9702 | All Commercial Customers | 0% | 5% | 5% | 46.5217 | 46.8732 | 6-11 of Same Item 10% off ¦ 12+ of same Item 15% off | 7 days | Destination | USA
66-113 | Dragon Lab | 750005C | SCI-750005C | N/A | 10-200ul MicroPette Universal Tips, Non-Sterile Clear Color, Rack 10 x 96 (960) | SCILOGEX 10-200ul MicroPette Universal Tips, Clear Color, Rack 10 x 96 (960) and tested for compatibility with Eppendorf&reg;, Gilson&reg;/Rainin&reg;, and Thermo Labsystems / Finnpipette&reg; pipettes.SCI-750005C 10-200ul MicroPette Universal Tips, Clear Color. MicroPette Universal Pipette Tips Features: Volumes available from 0.2 to 10,000 uL. Available racked and racked-and-sterile. MicroPette Tips are made from high purity virgin polypropylene and are designed for use in a wide variety of pipetting applications. They are tested for compatibility with Eppendorf&reg;, Gilson&reg;/Rainin&reg;, and Thermo Labsystems / Finnpipette&reg; pipettes. MicroPette Universal Pipette Tips Ordering Information: Cat No. Volume/Description Qty. Pack/Rack SCI-750002 0.2-10uL MicroPette Universal Tips, Non-Sterile, Clear 10 x 96 Rack (960) SCI-75002CF 0.2-10uL MicroPette Universal Filtered Tips, Clear 10 x 96 Rack (960) SCI-750003 0.2-10uL MicroPette Universal Tips, Sterile, Clear 10 x 96 Rack (960) SCI-750005 10-200uL MicroPette Universal Tips, Non-Sterile, Yellow 10 x 96 Rack (960) SCI-750005C 10-200uL MicroPette Universal Tips, Non-Sterile, Clear 10 x 96 Rack (960) SCI-750005CF 10-200uL MicroPette Universal Filtered Tips, Clear 10 x 96 Rack (960) SCI-750005CS 10-200uL MicroPette Universal Sterile Tips, Clear 10 x 96 Rack (960) SCI-750006 10-200uL MicroPette Universal Tips, Sterile, Yellow 10 x 96 Rack (960) SCI-750008 100-1000uL MicroPette Universal Tips, Non-Sterile, Clear 8 x 96 Rack (768) SCI-750008CF 100-1000uL MicroPette Universal Filtered Tips, Clear 8 x 96 Rack (768) SCI-750009 100-1000uL MicroPette Universal Tips, Sterile, Clear 8 x 96 Rack (768) | EA | N/A | N/A | 48.9702 | All Commercial Customers | 0% | 5% | 5% | 46.5217 | 46.8732 | 6-11 of Same Item 10% off ¦ 12+ of same Item 15% off | 7 days | Destination | USA
66-113 | Dragon Lab | 750005CF | SCI-750005CF | N/A | 10-200ul MicroPette Universal Sterile Filtered Tips, Clear Color, Rack 10 x 96 (960) | SCILOGEX 10-200ul MicroPette Universal Sterile Filtered Tips, Clear Color, Rack 10 x 96 (960) and tested for compatibility with Eppendorf&reg;, Gilson&reg;/Rainin&reg;, and Thermo Labsystems / Finnpipette&reg; pipettes.SCI-750005CF 10-200ul MicroPette Universal Sterile Filtered Tips, Clear Color. MicroPette Universal Pipette Tips Features: Volumes available from 0.2 to 10,000 uL. Available racked and racked-and-sterile. MicroPette Tips are made from high purity virgin polypropylene and are designed for use in a wide variety of pipetting applications. They are tested for compatibility with Eppendorf&reg;, Gilson&reg;/Rainin&reg;, and Thermo Labsystems / Finnpipette&reg; pipettes. MicroPette Universal Pipette Tips Ordering Information: Cat No. Volume/Description Qty. Pack/Rack SCI-750002 0.2-10uL MicroPette Universal Tips, Non-Sterile, Clear 10 x 96 Rack (960) SCI-75002CF 0.2-10uL MicroPette Universal Filtered Tips, Clear 10 x 96 Rack (960) SCI-750003 0.2-10uL MicroPette Universal Tips, Sterile, Clear 10 x 96 Rack (960) SCI-750005 10-200uL MicroPette Universal Tips, Non-Sterile, Yellow 10 x 96 Rack (960) SCI-750005C 10-200uL MicroPette Universal Tips, Non-Sterile, Clear 10 x 96 Rack (960) SCI-750005CF 10-200uL MicroPette Universal Filtered Tips, Clear 10 x 96 Rack (960) SCI-750005CS 10-200uL MicroPette Universal Sterile Tips, Clear 10 x 96 Rack (960) SCI-750006 10-200uL MicroPette Universal Tips, Sterile, Yellow 10 x 96 Rack (960) SCI-750008 100-1000uL MicroPette Universal Tips, Non-Sterile, Clear 8 x 96 Rack (768) SCI-750008CF 100-1000uL MicroPette Universal Filtered Tips, Clear 8 x 96 Rack (768) SCI-750009 100-1000uL MicroPette Universal Tips, Sterile, Clear 8 x 96 Rack (768) | EA | N/A | N/A | 94.5438 | All Commercial Customers | 0% | 5% | 5% | 89.8166 | 90.4953 | 6-11 of Same Item 10% off ¦ 12+ of same Item 15% off | 7 days | Destination | USA
66-113 | Dragon Lab | 750005CS | SCI-750005CS | N/A | 10-200ul MicroPette Universal Sterile Tips, Clear Color, Rack 10 x 96, case/960 | SCILOGEX 10-200ul MicroPette Universal Sterile Tips, Clear Color, Rack 10 x 96 (960) and tested for compatibility with Eppendorf&reg;, Gilson&reg;/Rainin&reg;, and Thermo Labsystems / Finnpipette&reg; pipettes.SCI-750005CS 10-200ul MicroPette Universal Sterile Tips, Clear Color. MicroPette Universal Pipette Tips Features: Volumes available from 0.2 to 10,000 uL. Available racked and racked-and-sterile. MicroPette Tips are made from high purity virgin polypropylene and are designed for use in a wide variety of pipetting applications. They are tested for compatibility with Eppendorf&reg;, Gilson&reg;/Rainin&reg;, and Thermo Labsystems / Finnpipette&reg; pipettes. MicroPette Universal Pipette Tips Ordering Information: Cat No. Volume/Description Qty. Pack/Rack SCI-750002 0.2-10uL MicroPette Universal Tips, Non-Sterile, Clear 10 x 96 Rack (960) SCI-75002CF 0.2-10uL MicroPette Universal Filtered Tips, Clear 10 x 96 Rack (960) SCI-750003 0.2-10uL MicroPette Universal Tips, Sterile, Clear 10 x 96 Rack (960) SCI-750005 10-200uL MicroPette Universal Tips, Non-Sterile, Yellow 10 x 96 Rack (960) SCI-750005C 10-200uL MicroPette Universal Tips, Non-Sterile, Clear 10 x 96 Rack (960) SCI-750005CF 10-200uL MicroPette Universal Filtered Tips, Clear 10 x 96 Rack (960) SCI-750005CS 10-200uL MicroPette Universal Sterile Tips, Clear 10 x 96 Rack (960) SCI-750006 10-200uL MicroPette Universal Tips, Sterile, Yellow 10 x 96 Rack (960) SCI-750008 100-1000uL MicroPette Universal Tips, Non-Sterile, Clear 8 x 96 Rack (768) SCI-750008CF 100-1000uL MicroPette Universal Filtered Tips, Clear 8 x 96 Rack (768) SCI-750009 100-1000uL MicroPette Universal Tips, Sterile, Clear 8 x 96 Rack (768) | EA | N/A | N/A | 74.307 | All Commercial Customers | 0% | 5% | 5% | 70.5916 | 71.1251 | 6-11 of Same Item 10% off ¦ 12+ of same Item 15% off | 7 days | Destination | USA
66-113 | Dragon Lab | 750009 | SCI-750009 | N/A | 100-1000ul MicroPette Universal Sterile Tips, Clear Color, Rack 12 x 70 (840) | SCILOGEX 100-1000ul MicroPette Universal Sterile Tips, Clear Color, Rack 12 x 70 (840) and tested for compatibility with Eppendorf&reg;, Gilson&reg;/Rainin&reg;, and Thermo Labsystems / Finnpipette&reg; pipettes.SCI-750009 100-1000ul MicroPette Universal Sterile Tips, Clear Color. MicroPette Universal Pipette Tips Features: Volumes available from 0.2 to 10,000 uL. Available racked and racked-and-sterile. MicroPette Tips are made from high purity virgin polypropylene and are designed for use in a wide variety of pipetting applications. They are tested for compatibility with Eppendorf&reg;, Gilson&reg;/Rainin&reg;, and Thermo Labsystems / Finnpipette&reg; pipettes. MicroPette Universal Pipette Tips Ordering Information: Cat No. Volume/Description Qty. Pack/Rack SCI-750002 0.2-10uL MicroPette Universal Tips, Non-Sterile, Clear 10 x 96 Rack (960) SCI-75002CF 0.2-10uL MicroPette Universal Filtered Tips, Clear 10 x 96 Rack (960) SCI-750003 0.2-10uL MicroPette Universal Tips, Sterile, Clear 10 x 96 Rack (960) SCI-750005 10-200uL MicroPette Universal Tips, Non-Sterile, Yellow 10 x 96 Rack (960) SCI-750005C 10-200uL MicroPette Universal Tips, Non-Sterile, Clear 10 x 96 Rack (960) SCI-750005CF 10-200uL MicroPette Universal Filtered Tips, Clear 10 x 96 Rack (960) SCI-750005CS 10-200uL MicroPette Universal Sterile Tips, Clear 10 x 96 Rack (960) SCI-750006 10-200uL MicroPette Universal Tips, Sterile, Yellow 10 x 96 Rack (960) SCI-750008 100-1000uL MicroPette Universal Tips, Non-Sterile, Clear 8 x 96 Rack (768) SCI-750008CF 100-1000uL MicroPette Universal Filtered Tips, Clear 8 x 96 Rack (768) SCI-750009 100-1000uL MicroPette Universal Tips, Sterile, Clear 8 x 96 Rack (768) | EA | N/A | N/A | 81.039 | All Commercial Customers | 0% | 5% | 5% | 76.987 | 77.5688 | 6-11 of Same Item 10% off ¦ 12+ of same Item 15% off | 7 days | Destination | USA
540-16 | Dragon Lab | MS111 | SCI-MS111 | N/A | Dewar Flask, 1 Liter Blue Enameled Cased with Handle and Lid | SCILOGEX 1 Liter Blue Enameled Cased Dewar Flask with Handle and LidSCI-MS111 1 Liter Blue Enameled Cased Dewar Flask with Handle and Lid.DILVAC Blue Metal Cased Dewar Flasks Blue metal cased economy Dewar Flasks are rust and corrosion resistant. Double-walled silvered borosilicate glass, vacuum pumped insures efficient storage, transport and use of liquid nitrogen and dry-ice. Lid vent safely vents off evaporating gas. Safe for use with all liquid gases and dry-ice. Available in 4 capacities/sizes. DILVAC Blue Metal Cased Dewar Flasks Specifications / Ordering Information: Cat. No. Capacity Overall Dia. Overall Height Internal Dia. Internal Depth Holding Times SCI-MS111 1 Liter 4.5" 9" 3.3" 7.2" 38Hrs. SCI-MS222 2 Liter 5.6" 10.6" 4.2" 8.1" 48Hrs. SCI-MS333 4.5 Liter 7.2" 13.8" 5.9" 11.0" 54Hrs. SCI-MS200 10 Liter 9.6" 17.5" 7.9" 14.7" 70Hrs. | EA | N/A | N/A | 376.3948 | All Commercial Customers | 0% | 5% | 5% | 357.5751 | 360.2771 | 6-11 of Same Item 10% off ¦ 12+ of same Item 15% off | 7 days | Destination | GBR
540-16 | Dragon Lab | MS200 | SCI-MS200 | N/A | Dewar Flask, 10 Liter Blue Enameled Cased with Handle and Lid | SCILOGEX 10 Liter Blue Enameled Cased Dewar Flask with Handle and LidSCI-MS200 10 Liter Blue Enameled Cased Dewar Flask with Handle and Lid.DILVAC Blue Metal Cased Dewar Flasks Blue metal cased economy Dewar Flasks are rust and corrosion resistant. Double-walled silvered borosilicate glass, vacuum pumped insures efficient storage, transport and use of liquid nitrogen and dry-ice. Lid vent safely vents off evaporating gas. Safe for use with all liquid gases and dry-ice. Available in 4 capacities/sizes. DILVAC Blue Metal Cased Dewar Flasks Specifications / Ordering Information: Cat. No. Capacity Overall Dia. Overall Height Internal Dia. Internal Depth Holding Times SCI-MS111 1 Liter 4.5" 9" 3.3" 7.2" 38Hrs. SCI-MS222 2 Liter 5.6" 10.6" 4.2" 8.1" 48Hrs. SCI-MS333 4.5 Liter 7.2" 13.8" 5.9" 11.0" 54Hrs. SCI-MS200 10 Liter 9.6" 17.5" 7.9" 14.7" 70Hrs. | EA | N/A | N/A | 1280.2451 | All Commercial Customers | 0% | 5% | 5% | 1216.2329 | 1225.4235 | 6-11 of Same Item 10% off ¦ 12+ of same Item 15% off | 7 days | Destination | GBR
540-16 | Dragon Lab | MS222 | SCI-MS222 | N/A | Dewar Flask, 2 Liter Blue Enameled Cased with Handle and Lid | SCILOGEX 2 Liter Blue Enameled Cased Dewar Flask with Handle and LidSCI-MS222 2 Liter Blue Enameled Cased Dewar Flask with Handle and Lid.DILVAC Blue Metal Cased Dewar Flasks Blue metal cased economy Dewar Flasks are rust and corrosion resistant. Double-walled silvered borosilicate glass, vacuum pumped insures efficient storage, transport and use of liquid nitrogen and dry-ice. Lid vent safely vents off evaporating gas. Safe for use with all liquid gases and dry-ice. Available in 4 capacities/sizes. DILVAC Blue Metal Cased Dewar Flasks Specifications / Ordering Information: Cat. No. Capacity Overall Dia. Overall Height Internal Dia. Internal Depth Holding Times SCI-MS111 1 Liter 4.5" 9" 3.3" 7.2" 38Hrs. SCI-MS222 2 Liter 5.6" 10.6" 4.2" 8.1" 48Hrs. SCI-MS333 4.5 Liter 7.2" 13.8" 5.9" 11.0" 54Hrs. SCI-MS200 10 Liter 9.6" 17.5" 7.9" 14.7" 70Hrs. | EA | N/A | N/A | 428.8814 | All Commercial Customers | 0% | 5% | 5% | 407.4373 | 410.5162 | 6-11 of Same Item 10% off ¦ 12+ of same Item 15% off | 7 days | Destination | GBR
540-16 | Dragon Lab | MS333 | SCI-MS333 | N/A | Dewar Flask, 4.5 Liter Blue Enameled Cased with Handle and Lid | SCILOGEX 4.5 Liter Blue Enameled Cased Dewar Flask with Handle and LidSCI-MS333 4.5 Liter Blue Enameled Cased Dewar Flask with Handle and Lid.DILVAC Blue Metal Cased Dewar Flasks Blue metal cased economy Dewar Flasks are rust and corrosion resistant. Double-walled silvered borosilicate glass, vacuum pumped insures efficient storage, transport and use of liquid nitrogen and dry-ice. Lid vent safely vents off evaporating gas. Safe for use with all liquid gases and dry-ice. Available in 4 capacities/sizes. DILVAC Blue Metal Cased Dewar Flasks Specifications / Ordering Information: Cat. No. Capacity Overall Dia. Overall Height Internal Dia. Internal Depth Holding Times SCI-MS111 1 Liter 4.5" 9" 3.3" 7.2" 38Hrs. SCI-MS222 2 Liter 5.6" 10.6" 4.2" 8.1" 48Hrs. SCI-MS333 4.5 Liter 7.2" 13.8" 5.9" 11.0" 54Hrs. SCI-MS200 10 Liter 9.6" 17.5" 7.9" 14.7" 70Hrs. | EA | N/A | N/A | 563.6019 | All Commercial Customers | 0% | 5% | 5% | 535.4218 | 539.4678 | 6-11 of Same Item 10% off ¦ 12+ of same Item 15% off | 7 days | Destination | GBR
540-16 | Dragon Lab | SS100SH | SCI-SS100SH | N/A | Dewar Flask, 0.38 Liter Wide-Top, Shallow Stainless Steel Cased | SCILOGEX 0.38 Liter Wide Top-Shallow Stainless Steel Cased Dewar FlaskSCI-SS100SH 0.38 Liter Wide Top-Shallow Stainless Steel Cased Dewar Flask. D x H: 130 x 90mm. DILVAC Stainless Steel Cased Low Profile Dewar FlasksOur dewar flasks can be used with magnetic stirrers and standard boiling flasks up to 2 liters in capacity. Also ideal for rapid/flash freezing, tempering of stirring rods, pestles, etc. The shallow style allows for minimum amount of coolant to be used. Our dewar flasks feature double-walled borosilicate glass, vacuum pumped and silvered insuring efficient storage, transport and use of liquid nitrogen and dry -ice. Dewar flasks with lids have a vented lid to safely expel evaporating gas. Stainless steel dewar flasks with lids feature lid-clamps to secure the lid for safe transportation and minimizing spillage of contents.DILVAC Stainless Steel Cased Low Profile Dewar Flasks Specifications / Ordering Information: Cat. No. Capacity Overall Dia. Overall Height Internal Dia. Internal Depth SCI-SS/77SH 0.17 Liter 4.2" 3" 3.3" 3" SCI-SS/100SH 0.38 Liter 5.2" 3.6" 3.9" 2.6" SCI-SS/115SH 0.57 Liter 5.9" 3.8" 4.6" 2.8" SCI-SS/138SH 1.0 Liter 6.3" 4.6" 5.2" 3.6" SCI-SS/150SH 1.9 Liter 7.4" 5.5" 6.1" 4.4" | EA | N/A | N/A | 342.3052 | All Commercial Customers | 0% | 5% | 5% | 325.19 | 327.6473 | 6-11 of Same Item 10% off ¦ 12+ of same Item 15% off | 7 days | Destination | GBR
540-16 | Dragon Lab | SS111 | SCI-SS111 | N/A | Dewar Flask, 1 Liter Stainless Steel Cased with Lid Clips and Handle | SCILOGEX 1 Liter Stainless Steel Cased Dewar Flask with Lid clips and HandleSCI-SS111 1 Liter Stainless Steel Cased Dewar Flask with Lid clips and Handle. D x H: 116 x 228mm. DILVAC Stainless Steel Cased Dewar Flasks are rust-free, non-corrosive, hygienic and strong. Double-walled borosilicate glass, vacuum pumped and silvered insures efficient storage, transport and use of liquid nitrogen and dry-ice. These Dewar Flasks have an all-stainless steel vented lid with self-contained insulation. Lid-clamps secure the lid for safe transportation and minimizing spillage. Cat. No. Capacity Overall Dia. Overall Height Internal Dia. Internal Depth Holding Times SCI-SS111 1 Liter 4.5" 9" 3.3" 7.2" 38Hrs. SCI-SS222 2 Liter 5.6" 10.6" 4.2" 8.1" 48Hrs. SCI-SS333 4.5 Liter 7.2" 13.8" 5.9" 11.0" 54Hrs. SCI-SS700 7 Liter 9.6" 13.2" 7.9" 11.2" 70Hrs. | EA | N/A | N/A | 431.5476 | All Commercial Customers | 0% | 5% | 5% | 409.9702 | 413.0682 | 6-11 of Same Item 10% off ¦ 12+ of same Item 15% off | 7 days | Destination | GBR
540-16 | Dragon Lab | SS115SH | SCI-SS115SH | N/A | Dewar Flask, 0.57 Liter Wide-Top, Shallow Stainless Steel Cased | SCILOGEX 0.57 Liter Wide Top-Shallow Stainless Steel Cased Dewar FlaskSCI-SS115SH 0.57 Liter Wide Top-Shallow Stainless Steel Cased Dewar Flask. D x H: 150 x 95mm.DILVAC Stainless Steel Cased Low Profile Dewar FlasksOur dewar flasks can be used with magnetic stirrers and standard boiling flasks up to 2 liters in capacity. Also ideal for rapid/flash freezing, tempering of stirring rods, pestles, etc. The shallow style allows for minimum amount of coolant to be used. Our dewar flasks feature double-walled borosilicate glass, vacuum pumped and silvered insuring efficient storage, transport and use of liquid nitrogen and dry -ice. Dewar flasks with lids have a vented lid to safely expel evaporating gas. Stainless steel dewar flasks with lids feature lid-clamps to secure the lid for safe transportation and minimizing spillage of contents.DILVAC Stainless Steel Cased Low Profile Dewar Flasks Specifications / Ordering Information: Cat. No. Capacity Overall Dia. Overall Height Internal Dia. Internal Depth SCI-SS/77SH 0.17 Liter 4.2" 3" 3.3" 3" SCI-SS/100SH 0.38 Liter 5.2" 3.6" 3.9" 2.6" SCI-SS/115SH 0.57 Liter 5.9" 3.8" 4.6" 2.8" SCI-SS/138SH 1.0 Liter 6.3" 4.6" 5.2" 3.6" SCI-SS/150SH 1.9 Liter 7.4" 5.5" 6.1" 4.4" | EA | N/A | N/A | 372.9668 | All Commercial Customers | 0% | 5% | 5% | 354.3185 | 356.9959 | 6-11 of Same Item 10% off ¦ 12+ of same Item 15% off | 7 days | Destination | GBR
540-16 | Dragon Lab | SS138SH | SCI-SS138SH | N/A | Dewar Flask, 1 Liter Wide-Top, Shallow Stainless Steel Cased | SCILOGEX 1 Liter Wide Top-Shallow Stainless Steel Cased Dewar FlaskSCI-SS138SH 1 Liter Wide Top-Shallow Stainless Steel Cased Dewar Flask. D x H: 160 x 115mm. DILVAC Stainless Steel Cased Low Profile Dewar FlasksOur dewar flasks can be used with magnetic stirrers and standard boiling flasks up to 2 liters in capacity. Also ideal for rapid/flash freezing, tempering of stirring rods, pestles, etc. The shallow style allows for minimum amount of coolant to be used. Our dewar flasks feature double-walled borosilicate glass, vacuum pumped and silvered insuring efficient storage, transport and use of liquid nitrogen and dry -ice. Dewar flasks with lids have a vented lid to safely expel evaporating gas. Stainless steel dewar flasks with lids feature lid-clamps to secure the lid for safe transportation and minimizing spillage of contents.DILVAC Stainless Steel Cased Low Profile Dewar Flasks Specifications / Ordering Information: Cat. No. Capacity Overall Dia. Overall Height Internal Dia. Internal Depth SCI-SS/77SH 0.17 Liter 4.2" 3" 3.3" 3" SCI-SS/100SH 0.38 Liter 5.2" 3.6" 3.9" 2.6" SCI-SS/115SH 0.57 Liter 5.9" 3.8" 4.6" 2.8" SCI-SS/138SH 1.0 Liter 6.3" 4.6" 5.2" 3.6" SCI-SS/150SH 1.9 Liter 7.4" 5.5" 6.1" 4.4" | EA | N/A | N/A | 440.4604 | All Commercial Customers | 0% | 5% | 5% | 418.4374 | 421.5994 | 6-11 of Same Item 10% off ¦ 12+ of same Item 15% off | 7 days | Destination | GBR
540-16 | Dragon Lab | SS150SH | SCI-SS150SH | N/A | Dewar Flask, 1.9 Liter Wide-Top, Shallow Stainless Steel Cased | SCILOGEX 1.9 Liter Wide Top-Shallow Stainless Steel Cased Dewar FlaskSCI-SS150SH 1.9 Liter Wide Top-Shallow Stainless Steel Cased Dewar Flask. D x H: 186 x 138mm.DILVAC Stainless Steel Cased Low Profile Dewar FlasksOur dewar flasks can be used with magnetic stirrers and standard boiling flasks up to 2 liters in capacity. Also ideal for rapid/flash freezing, tempering of stirring rods, pestles, etc. The shallow style allows for minimum amount of coolant to be used. Our dewar flasks feature double-walled borosilicate glass, vacuum pumped and silvered insuring efficient storage, transport and use of liquid nitrogen and dry -ice. Dewar flasks with lids have a vented lid to safely expel evaporating gas. Stainless steel dewar flasks with lids feature lid-clamps to secure the lid for safe transportation and minimizing spillage of contents.DILVAC Stainless Steel Cased Low Profile Dewar Flasks Specifications / Ordering Information: Cat. No. Capacity Overall Dia. Overall Height Internal Dia. Internal Depth SCI-SS/77SH 0.17 Liter 4.2" 3" 3.3" 3" SCI-SS/100SH 0.38 Liter 5.2" 3.6" 3.9" 2.6" SCI-SS/115SH 0.57 Liter 5.9" 3.8" 4.6" 2.8" SCI-SS/138SH 1.0 Liter 6.3" 4.6" 5.2" 3.6" SCI-SS/150SH 1.9 Liter 7.4" 5.5" 6.1" 4.4" | EA | N/A | N/A | 472.7979 | All Commercial Customers | 0% | 5% | 5% | 449.158 | 452.5521 | 6-11 of Same Item 10% off ¦ 12+ of same Item 15% off | 7 days | Destination | GBR
540-16 | Dragon Lab | SS222 | SCI-SS222 | N/A | Dewar Flask, 2 Liter Stainless Steel Cased with Lid Clips and Handle | SCILOGEX 2 Liter Stainless Steel Cased Dewar Flask with Lid Clips and HandleSCI-SS222 2 Liter Stainless Steel Cased Dewar Flask with Lid Clips and Handle. D x H: 142 x 268mm. DILVAC Stainless Steel Cased Dewar Flasks are rust-free, non-corrosive, hygienic and strong. Double-walled borosilicate glass, vacuum pumped and silvered insures efficient storage, transport and use of liquid nitrogen and dry-ice. These Dewar Flasks have an all-stainless steel vented lid with self-contained insulation. Lid-clamps secure the lid for safe transportation and minimizing spillage. Cat. No. Capacity Overall Dia. Overall Height Internal Dia. Internal Depth Holding Times SCI-SS111 1 Liter 4.5" 9" 3.3" 7.2" 38Hrs. SCI-SS222 2 Liter 5.6" 10.6" 4.2" 8.1" 48Hrs. SCI-SS333 4.5 Liter 7.2" 13.8" 5.9" 11.0" 54Hrs. SCI-SS700 7 Liter 9.6" 13.2" 7.9" 11.2" 70Hrs. | EA | N/A | N/A | 522.5801 | All Commercial Customers | 0% | 5% | 5% | 496.4511 | 500.2026 | 6-11 of Same Item 10% off ¦ 12+ of same Item 15% off | 7 days | Destination | GBR
540-16 | Dragon Lab | SS333 | SCI-SS333 | N/A | Dewar Flask, 4.5 Liter Stainless Steel Cased with Lid Clips and Handle | SCILOGEX 4.5 Liter Stainless Steel Cased Dewar Flask with Lid Clips and HandleSCI-SS333 4.5 Liter Stainless Steel Cased Dewar Flask with Lid Clips and Handle. D x H: 182 x 350mm. DILVAC Stainless Steel Cased Dewar Flasks are rust-free, non-corrosive, hygienic and strong. Double-walled borosilicate glass, vacuum pumped and silvered insures efficient storage, transport and use of liquid nitrogen and dry-ice. These Dewar Flasks have an all-stainless steel vented lid with self-contained insulation. Lid-clamps secure the lid for safe transportation and minimizing spillage. Cat. No. Capacity Overall Dia. Overall Height Internal Dia. Internal Depth Holding Times SCI-SS111 1 Liter 4.5" 9" 3.3" 7.2" 38Hrs. SCI-SS222 2 Liter 5.6" 10.6" 4.2" 8.1" 48Hrs. SCI-SS333 4.5 Liter 7.2" 13.8" 5.9" 11.0" 54Hrs. SCI-SS700 7 Liter 9.6" 13.2" 7.9" 11.2" 70Hrs. | EA | N/A | N/A | 649.9495 | All Commercial Customers | 0% | 5% | 5% | 617.452 | 622.1179 | 6-11 of Same Item 10% off ¦ 12+ of same Item 15% off | 7 days | Destination | GBR
540-16 | Dragon Lab | SS77SH | SCI-SS77SH | N/A | Dewar Flask, 0.17 Liter Wide-Top, Shallow Stainless Steel Cased | SCILOGEX 0.17 Liter Wide Top-Shallow Stainless Steel Cased Dewar FlaskSCI-SS77SH 0.17 Liter Wide Top-Shallow Stainless Steel Cased Dewar Flask. D x H: 105 x 75mm.DILVAC Stainless Steel Cased Low Profile Dewar FlasksOur dewar flasks can be used with magnetic stirrers and standard boiling flasks up to 2 liters in capacity. Also ideal for rapid/flash freezing, tempering of stirring rods, pestles, etc. The shallow style allows for minimum amount of coolant to be used. Our dewar flasks feature double-walled borosilicate glass, vacuum pumped and silvered insuring efficient storage, transport and use of liquid nitrogen and dry -ice. Dewar flasks with lids have a vented lid to safely expel evaporating gas. Stainless steel dewar flasks with lids feature lid-clamps to secure the lid for safe transportation and minimizing spillage of contents.DILVAC Stainless Steel Cased Low Profile Dewar Flasks Specifications / Ordering Information: Cat. No. Capacity Overall Dia. Overall Height Internal Dia. Internal Depth SCI-SS/77SH 0.17 Liter 4.2" 3" 3.3" 3" SCI-SS/100SH 0.38 Liter 5.2" 3.6" 3.9" 2.6" SCI-SS/115SH 0.57 Liter 5.9" 3.8" 4.6" 2.8" SCI-SS/138SH 1.0 Liter 6.3" 4.6" 5.2" 3.6" SCI-SS/150SH 1.9 Liter 7.4" 5.5" 6.1" 4.4" | EA | N/A | N/A | 316.2524 | All Commercial Customers | 0% | 5% | 5% | 300.4398 | 302.7101 | 6-11 of Same Item 10% off ¦ 12+ of same Item 15% off | 7 days | Destination | GBR
540-16 | Skolnik | CQ2013 | SK-CQ2013 | N/A | 20 gallon Steel Tight head Drum, UN Rated, Unlined | 20 gallon Steel Closed Head Drum, UN Rated, Unlined. Carbon Steel Drums have proven to be a durable and heavy-duty package for storage and transportation. Suitable for packaging a variety of contents, including hazardous materials. Manufactured of ASTM grade carbon steel.Please note: Product price depends on quantity ordered. Please call us at (888) 322-5722 for a custom quote. carbon steel drums, unlined. Specifications UN Rated for Liquids Closed Head Fittings: 2" and 3/4" steel plug and flange with Buna gaskets Exterior: Black with White Cover UN Rating: 1A1/X1.2/300. Thickness (top/body/bottom): 1.5/0.9/1.5Height: 21.5 OD: 18.75Please note: Price includes LTL (freight) shipping, in order to protect against dings/scratches/dents that often occur when a drum is shipped ground. For a UPS or FedEx Ground shipping quote (damage waiver required), please call (888) 322-5722. | EA | N/A | N/A | 53.55 | All Commercial Customers | 0% | 5% | 5% | 50.8725 | 51.2569 | 6-11 of Same Item 10% off ¦ 12+ of same Item 15% off | 7 days | Destination | USA
540-16 | Skolnik | CQ3008 | SK-CQ3008 | N/A | 30 gallon Steel Tight head Drum, UN Rated, Unlined, Light Duty | 30 gallon Steel Closed Head Drum, UN Rated, Unlined, Light Duty. Carbon Steel Drums have proven to be a durable and heavy-duty package for storage and transportation. Suitable for packaging a variety of contents, including hazardous materials. Manufactured of ASTM grade carbon steel.Please note: Product price depends on quantity ordered. Please call us at (888) 322-5722 for a custom quote. carbon steel drums, unlined. Specifications UN Rated for Liquids Closed Head Fittings: 2" and 3/4" steel plug and flange with Buna gaskets Exterior: Black with White Cover UN Rating: 1A1/Y1.5/300. Thickness (top/body/bottom): 0.9/0.9/0.9Height: 29.5 OD: 18.75Please note: Price includes LTL (freight) shipping, in order to protect against dings/scratches/dents that often occur when a drum is shipped ground. For a UPS or FedEx Ground shipping quote (damage waiver required), please call (888) 322-5722. | EA | N/A | N/A | 56.95 | All Commercial Customers | 0% | 5% | 5% | 54.1025 | 54.5113 | 6-11 of Same Item 10% off ¦ 12+ of same Item 15% off | 7 days | Destination | USA
540-16 | Skolnik | CQ3008L | SK-CQ3008L | N/A | 30 gallon Steel Tight head Drum, UN Rated, Lined, Light Duty | 30 gallon Steel Closed Head Drum, UN Rated, Lined, Light Duty. Carbon Steel Drums have proven to be a durable and heavy-duty package for storage and transportation. Suitable for packaging a variety of contents, including hazardous materials. Manufactured of ASTM grade carbon steel.Please note: Product price depends on quantity ordered. Please call us at (888) 322-5722 for a custom quote. carbon steel drums, with internal Epoxy Phenolic Lining. Specifications UN Rated for Liquids Closed Head Fittings: 2" and 3/4" steel plug and flange with Buna gaskets Exterior: Black with White Cover UN Rating: 1A1/Y1.5/300.Our Specialty Drums are made thicker, heavier and stronger for businesses and government agencies that require the pinnacle of industrial packaging. These organizations recognize the value of a superior drum to contain their critical or valuable contents and know that a thinner commodity drum could invite an unacceptable level of leakage or regulatory non-compliance risk. Unlike other drum manufacturers who have reduced metal thickness to lower costs, we will not compromise on quality. By maintaining adequate metal thickness, our drums can meet UN performance testing certification and better endure the two most common sources of failure - nail and forklift punctures.More expensive initially, our drums are a cost-effective solution that can save your organization substantially in the long run, protecting your products, reputation and the environment. Also bear in mind that we do not impose a minimum order size, so ultimately, our drums are a greater value. Our drums are expressly designed for demanding commercial purposes and exceed everyday budgets and needs. You cannot risk placing your volatile, expensive, irreplaceable, hazardous or precious contents in any other vessel. Experience the singular protection of a Premier SK Container.Height: 28.5 OD: 18.75Please note: Price includes LTL (freight) shipping, in order to protect against dings/scratches/dents that often occur when a drum is shipped ground. For a UPS or FedEx Ground shipping quote (damage waiver required), please call (888) 322-5722. | EA | N/A | N/A | 63.75 | All Commercial Customers | 0% | 5% | 5% | 60.5625 | 61.0202 | 6-11 of Same Item 10% off ¦ 12+ of same Item 15% off | 7 days | Destination | USA
540-16 | Skolnik | CQ3013L | SK-CQ3013L | N/A | 30 gallon Steel Tight head Drum, UN Rated, Lined, Heavy Duty | 30 gallon Steel Closed Head Drum, UN Rated, Lined, Heavy Duty. Carbon Steel Drums have proven to be a durable and heavy-duty package for storage and transportation. Suitable for packaging a variety of contents, including hazardous materials. Manufactured of ASTM grade carbon steel.Please note: Product price depends on quantity ordered. Please call us at (888) 322-5722 for a custom quote. carbon steel drums, with internal Epoxy Phenolic Lining. Specifications UN Rated for Liquids Closed Head Fittings: 2" and 3/4" steel plug and flange with Buna gaskets Exterior: Black with White Cover UN Rating: 1A1/Y1.2/300.Our Specialty Drums are made thicker, heavier and stronger for businesses and government agencies that require the pinnacle of industrial packaging. These organizations recognize the value of a superior drum to contain their critical or valuable contents and know that a thinner commodity drum could invite an unacceptable level of leakage or regulatory non-compliance risk. Unlike other drum manufacturers who have reduced metal thickness to lower costs, we will not compromise on quality. By maintaining adequate metal thickness, our drums can meet UN performance testing certification and better endure the two most common sources of failure - nail and forklift punctures.More expensive initially, our drums are a cost-effective solution that can save your organization substantially in the long run, protecting your products, reputation and the environment. Also bear in mind that we do not impose a minimum order size, so ultimately, our drums are a greater value. Our drums are expressly designed for demanding commercial purposes and exceed everyday budgets and needs. You cannot risk placing your volatile, expensive, irreplaceable, hazardous or precious contents in any other vessel. Experience the singular protection of a Premier SK Container.Height: 28.5 OD: 18.75Please note: Price includes LTL (freight) shipping, in order to protect against dings/scratches/dents that often occur when a drum is shipped ground. For a UPS or FedEx Ground shipping quote (damage waiver required), please call (888) 322-5722. | EA | N/A | N/A | 73.44 | All Commercial Customers | 0% | 5% | 5% | 69.768 | 70.2952 | 6-11 of Same Item 10% off ¦ 12+ of same Item 15% off | 7 days | Destination | USA
540-16 | Skolnik | CQ5514 | SK-CQ5514 | N/A | 55 gallon Steel Tight head Drum, UN Rated, Unlined, Light Duty | 55 gallon Steel Closed Head Drum, UN Rated, Unlined, Light Duty. Carbon Steel Drums have proven to be a durable and heavy-duty package for storage and transportation. Suitable for packaging a variety of contents, including hazardous materials. Manufactured of ASTM grade carbon steel.Please note: Product price depends on quantity ordered. Please call us at (888) 322-5722 for a custom quote. carbon steel drums, unlined. Specifications UN Rated for Liquids Closed Head Fittings: 2" and 3/4" steel plug and flange with Buna gaskets Exterior: Black with White Cover UN Rating: 1A1/X1.6/300. Thickness (top/body/bottom): 1.2/0.9/1.2Height: 34.25 OD: 23Please note: Price includes LTL (freight) shipping, in order to protect against dings/scratches/dents that often occur when a drum is shipped ground. For a UPS or FedEx Ground shipping quote (damage waiver required), please call (888) 322-5722. | EA | N/A | N/A | 73.61 | All Commercial Customers | 0% | 5% | 5% | 69.9295 | 70.4579 | 6-11 of Same Item 10% off ¦ 12+ of same Item 15% off | 7 days | Destination | USA
540-16 | Skolnik | CQ5514L | SK-CQ5514L | N/A | 55 gallon Steel Tight head Drum, UN Rated, Lined, Light Duty | 55 gallon Steel Closed Head Drum, UN Rated, Lined, Light Duty. Carbon Steel Drums have proven to be a durable and heavy-duty package for storage and transportation. Suitable for packaging a variety of contents, including hazardous materials. Manufactured of ASTM grade carbon steel.Please note: Product price depends on quantity ordered. Please call us at (888) 322-5722 for a custom quote. carbon steel drums, with internal Epoxy Phenolic Lining. Specifications UN Rated for Liquids Closed Head Fittings: 2" and 3/4" steel plug and flange with Buna gaskets Exterior: Black with White Cover UN Rating: 1A1/X1.6/300.Our Specialty Drums are made thicker, heavier and stronger for businesses and government agencies that require the pinnacle of industrial packaging. These organizations recognize the value of a superior drum to contain their critical or valuable contents and know that a thinner commodity drum could invite an unacceptable level of leakage or regulatory non-compliance risk. Unlike other drum manufacturers who have reduced metal thickness to lower costs, we will not compromise on quality. By maintaining adequate metal thickness, our drums can meet UN performance testing certification and better endure the two most common sources of failure - nail and forklift punctures.More expensive initially, our drums are a cost-effective solution that can save your organization substantially in the long run, protecting your products, reputation and the environment. Also bear in mind that we do not impose a minimum order size, so ultimately, our drums are a greater value. Our drums are expressly designed for demanding commercial purposes and exceed everyday budgets and needs. You cannot risk placing your volatile, expensive, irreplaceable, hazardous or precious contents in any other vessel. Experience the singular protection of a Premier SK Container.Height: 34.25 OD: 23Please note: Price includes LTL (freight) shipping, in order to protect against dings/scratches/dents that often occur when a drum is shipped ground. For a UPS or FedEx Ground shipping quote (damage waiver required), please call (888) 322-5722. | EA | N/A | N/A | 80.41 | All Commercial Customers | 0% | 5% | 5% | 76.3895 | 76.9668 | 6-11 of Same Item 10% off ¦ 12+ of same Item 15% off | 7 days | Destination | USA
540-16 | Skolnik | CQ5516 | SK-CQ5516 | N/A | 55 gallon Steel Tight head Drum, UN Rated, Unlined, Heavy Duty | 55 gallon Steel Closed Head Drum, UN Rated, Unlined, Heavy Duty. Carbon Steel Drums have proven to be a durable and heavy-duty package for storage and transportation. Suitable for packaging a variety of contents, including hazardous materials. Manufactured of ASTM grade carbon steel.Please note: Product price depends on quantity ordered. Please call us at (888) 322-5722 for a custom quote. UNrated carbon steel drums, unlined. Specifications UN Rated for Liquids Closed Head Fittings: 2" and 3/4" steel plug and flange with Buna gaskets Exterior: Black with White Cover UN Rating: 1A1/X1.8/300. Thickness (top/body/bottom): 1.5/1.5/1.5Our Specialty Drums are made thicker, heavier and stronger for businesses and government agencies that require the pinnacle of industrial packaging. These organizations recognize the value of a superior drum to contain their critical or valuable contents and know that a thinner commodity drum could invite an unacceptable level of leakage or regulatory non-compliance risk. Unlike other drum manufacturers who have reduced metal thickness to lower costs, we will not compromise on quality. By maintaining adequate metal thickness, our drums can meet UN performance testing certification and better endure the two most common sources of failure - nail and forklift punctures.More expensive initially, our drums are a cost-effective solution that can save your organization substantially in the long run, protecting your products, reputation and the environment. Also bear in mind that we do not impose a minimum order size, so ultimately, our drums are a greater value. Our drums are expressly designed for demanding commercial purposes and exceed everyday budgets and needs. You cannot risk placing your volatile, expensive, irreplaceable, hazardous or precious contents in any other vessel. Experience the singular protection of a Premier SK Container.Height: 34.25 OD: 23 | EA | N/A | N/A | 112.625 | All Commercial Customers | 0% | 5% | 5% | 106.9938 | 107.8023 | 6-11 of Same Item 10% off ¦ 12+ of same Item 15% off | 7 days | Destination | USA
540-16 | Skolnik | CQ5516L | SK-CQ5516L | N/A | 55 gallon Steel Tight head Drum, UN Rated, Lined, Heavy Duty | 55 gallon Steel Closed Head Drum, UN Rated, Lined, Heavy Duty. Carbon Steel Drums have proven to be a durable and heavy-duty package for storage and transportation. Suitable for packaging a variety of contents, including hazardous materials. Manufactured of ASTM grade carbon steel.Please note: Product price depends on quantity ordered. Please call us at (888) 322-5722 for a custom quote. carbon steel drums, with internal Epoxy Phenolic Lining. Specifications UN Rated for Liquids Closed Head Fittings: 2" and 3/4" steel plug and flange with Buna gaskets Exterior: Black with White Cover UN Rating: 1A1/X1.8/300.Our Specialty Drums are made thicker, heavier and stronger for businesses and government agencies that require the pinnacle of industrial packaging. These organizations recognize the value of a superior drum to contain their critical or valuable contents and know that a thinner commodity drum could invite an unacceptable level of leakage or regulatory non-compliance risk. Unlike other drum manufacturers who have reduced metal thickness to lower costs, we will not compromise on quality. By maintaining adequate metal thickness, our drums can meet UN performance testing certification and better endure the two most common sources of failure - nail and forklift punctures.More expensive initially, our drums are a cost-effective solution that can save your organization substantially in the long run, protecting your products, reputation and the environment. Also bear in mind that we do not impose a minimum order size, so ultimately, our drums are a greater value. Our drums are expressly designed for demanding commercial purposes and exceed everyday budgets and needs. You cannot risk placing your volatile, expensive, irreplaceable, hazardous or precious contents in any other vessel. Experience the singular protection of a Premier SK Container.Height: 35.24 OD: 23Please note: Price includes LTL (freight) shipping, in order to protect against dings/scratches/dents that often occur when a drum is shipped ground. For a UPS or FedEx Ground shipping quote (damage waiver required), please call (888) 322-5722. | EA | N/A | N/A | 119.425 | All Commercial Customers | 0% | 5% | 5% | 113.4537 | 114.3111 | 6-11 of Same Item 10% off ¦ 12+ of same Item 15% off | 7 days | Destination | USA
540-16 | Skolnik | HM | SK-HM | N/A | Salvage Drum, Carbon Steel with Bolt Ring Closure, UN Rated, Choose Size, Salvage Drum, Carbon Steel with Bolt Ring Closure, UN Rated, Choose Size | UltraTech Containment Berm, Ultimate ModeUltraTech Containment Berm, Ultimate ModeUltraTech Containment Berm, Ultimate Mode"2"> Part# Size Closure Type H x ID Thickness UN Rating (Solid) UN Rating (Liquid) SK-HM0501 5 gal Bolt Ring N/A 0.9/0.9/0.9 1A2/X60/S 1A2/Y1.8/150 SK-HM0802 8 gal Bolt Ring 16.25 x 14 0.9/0.9/0.9 1A2/X96/S 1A2/Y1.8/150 SK-HM1002 10 gal Bolt Ring 18.5 x 14 0.9/0.9/0.9 1A2/X120/S 1A2/Y1.8/150 SK-HM1602 16 gal Bolt Ring N/A 0.9/0.9/0.9 1A2/X200/S 1A2/Y1.5/150 SK-HM2001 20 gal Bolt Ring 21 x 18.25 1.2/1.2/1.2 1A2/X220/S 1A2/Y1.5/150 SK-HM3001 30 gal Bolt Ring N/A 1.5/1.2/1.2 1A2/X235/S 1A2/Y1.5/150 SK-HM5501 55 gal Bolt Ring N/A 1.5/1.5/1.5 1A2/X430/S 1A2/Y1.5/175 SK-HM5502 55 gal Bolt Ring 34.25 x 22.5 1.5/1.2/1.2 1A2/X400/S 1A2/Y1.5/150 SK-HM8501 85 gal Bolt Ring N/A 1.5/1.5/1.5 1A2/X440/S 1A2T/Y320/S SK-HM8518 85 gal Bolt Ring 39.25 x 26 1.2/1.2/1.2 1A2/X440/S 1A2T/Y320/S SK-HM8520 85 gal Bolt Ring N/A 1.2/0.9/0.9 1A2/Y440/S N/A SK-HM9601 96 gal Bolt Ring 42.5 x 26 1.5/1.5/1.5 1A2/X440/S N/A SK-HM11001 110 gal Bolt Ring 42.25 x 30 1.5/1.5/1.5 1A2/Y409/S N/A | EA | N/A | N/A | 224.4 | All Commercial Customers | 0% | 5% | 5% | 213.18 | 214.7909 | 6-11 of Same Item 10% off ¦ 12+ of same Item 15% off | 7 days | Destination | USA
540-16 | Skolnik | HM0802 | SK-HM0802 | N/A | 8 gal Salvage Drum, Bolt Ring Closure | 8 gal Salvage Drum, Bolt Ring Closure and EPDM gasket. Open Head Salvage Drum is constructed of high quality carbon steel and meets the UN design type requirements. Standard Salvage Drums feature yellow bodies with yellow or red covers, with a multilingual salvage drum logo in red. Each Steel Salvage Drum tests successfully on relevant international standards, including the &quot;T&quot; rated salvage drum. Our products are thicker, heavier, and stronger than industry standards require, offer extreme durability, and comply with domestic and international regulations. Our Specialty Drums are made thicker, heavier and stronger for businesses and government agencies that require the pinnacle of industrial packaging. These organizations recognize the value of a superior drum to contain their critical or valuable contents and know that a thinner commodity drum could invite an unacceptable level of leakage or regulatory non-compliance risk. Unlike other drum manufacturers who have reduced metal thickness to lower costs, we will not compromise on quality. By maintaining adequate metal thickness, our drums can meet UN performance testing certification and better endure the two most common sources of failure - nail and forklift punctures.More expensive initially, our drums are a cost-effective solution that can save your organization substantially in the long run, protecting your products, reputation and the environment. Also bear in mind that we do not impose a minimum order size, so ultimately, our drums are a greater value. Our drums are expressly designed for demanding commercial purposes and exceed everyday budgets and needs. You cannot risk placing your volatile, expensive, irreplaceable, hazardous or precious contents in any other vessel. Experience the singular protection of a Premier SK Container.0.9/0.9/0.9. UN Rating: 1A2/X96/S.Please note: Price includes LTL (freight) shipping, in order to protect against dings/scratches/dents that often occur when a drum is shipped ground. For a UPS or FedEx Ground shipping quote (damage waiver required), please call (888) 322-5722. | EA | N/A | N/A | 50.15 | All Commercial Customers | 0% | 5% | 5% | 47.6425 | 48.0025 | 6-11 of Same Item 10% off ¦ 12+ of same Item 15% off | 7 days | Destination | USA
540-16 | Skolnik | HM11001 | SK-HM11001 | N/A | 110 gal Salvage Drum, Bolt Ring Closure | 110 gal Salvage Drum, Bolt Ring Closure and EPDM gasket. Open Head Salvage Drum is constructed of high quality carbon steel and meets the UN design type requirements. Standard Salvage Drums feature yellow bodies with yellow or red covers, with a multilingual salvage drum logo in red. Each Steel Salvage Drum tests successfully on relevant international standards, including the "T" rated salvage drum. Our products are thicker, heavier, and stronger than industry standards require, offer extreme durability, and comply with domestic and international regulations. Our Specialty Drums are made thicker, heavier and stronger for businesses and government agencies that require the pinnacle of industrial packaging. These organizations recognize the value of a superior drum to contain their critical or valuable contents and know that a thinner commodity drum could invite an unacceptable level of leakage or regulatory non-compliance risk. Unlike other drum manufacturers who have reduced metal thickness to lower costs, we will not compromise on quality. By maintaining adequate metal thickness, our drums can meet UN performance testing certification and better endure the two most common sources of failure - nail and forklift punctures. More expensive initially, our drums are a cost-effective solution that can save your organization substantially in the long run, protecting your products, reputation and the environment. Also bear in mind that we do not impose a minimum order size, so ultimately, our drums are a greater value. Our drums are expressly designed for demanding commercial purposes and exceed everyday budgets and needs. You cannot risk placing your volatile, expensive, irreplaceable, hazardous or precious contents in any other vessel. Experience the singular protection of a Premier SK Container. .1.5/1.5/1.5. UN Rating: 1A2/Y409/S. Please note: Price includes LTL (freight) shipping, in order to protect against dings/scratches/dents that often occur when a drum is shipped ground. For a UPS or FedEx Ground shipping quote (damage waiver required), please call (888) 322-5722. | EA | N/A | N/A | 297.5 | All Commercial Customers | 0% | 5% | 5% | 282.625 | 284.7607 | 6-11 of Same Item 10% off ¦ 12+ of same Item 15% off | 7 days | Destination | USA
540-16 | Skolnik | HM2001Q | SK-HM2001Q | N/A | 20 gal Salvage Drum, Lever lock Ring Closure, 20 gal Salvage Drum, Lever lock Ring Closure | 20 gal Salvage Drum, Lever lock Ring Closure. Open Head Salvage Drum is constructed of high quality carbon steel and meets the UN design type requirements. Standard Salvage Drums feature yellow bodies with yellow or red covers, with a multilingual salvage drum logo in red. Each Steel Salvage Drum tests successfully on relevant international standards, including the &quot;T&quot; rated salvage drum.Our products are thicker, heavier, and stronger than industry standards require, offer extreme durability, and comply with domestic and international regulations.Our Specialty Drums are made thicker, heavier and stronger for businesses and government agencies that require the pinnacle of industrial packaging. These organizations recognize the value of a superior drum to contain their critical or valuable contents and know that a thinner commodity drum could invite an unacceptable level of leakage or regulatory non-compliance risk. Unlike other drum manufacturers who have reduced metal thickness to lower costs, we will not compromise on quality. By maintaining adequate metal thickness, our drums can meet UN performance testing certification and better endure the two most common sources of failure - nail and forklift punctures.More expensive initially, our drums are a cost-effective solution that can save your organization substantially in the long run, protecting your products, reputation and the environment. Also bear in mind that we do not impose a minimum order size, so ultimately, our drums are a greater value.Our drums are expressly designed for demanding commercial purposes and exceed everyday budgets and needs. You cannot risk placing your volatile, expensive, irreplaceable, hazardous or precious contents in any other vessel. Experience the singular protection of a Premier SK Container.1.2/1.2/1.2. UN Rating: 1A2/X220/S.Please note: Price includes LTL (freight) shipping, in order to protect against dings/scratches/dents that often occur when a drum is shipped ground. For a UPS or FedEx Ground shipping quote (damage waiver required), please call (888) 322-5722. | EA | N/A | N/A | 73.95 | All Commercial Customers | 0% | 5% | 5% | 70.2525 | 70.7834 | 6-11 of Same Item 10% off ¦ 12+ of same Item 15% off | 7 days | Destination | USA
540-16 | Skolnik | HM3001 | SK-HM3001 | N/A | 30 gal Salvage Drum, Bolt Ring Closure | 30 gal Salvage Drum, Bolt Ring Closure and EPDM gasket. Open Head Salvage Drum is constructed of high quality carbon steel and meets the UN design type requirements. Standard Salvage Drums feature yellow bodies with yellow or red covers, with a multilingual salvage drum logo in red. Each Steel Salvage Drum tests successfully on relevant international standards, including the &quot;T&quot; rated salvage drum. Our products are thicker, heavier, and stronger than industry standards require, offer extreme durability, and comply with domestic and international regulations.Our Specialty Drums are made thicker, heavier and stronger for businesses and government agencies that require the pinnacle of industrial packaging. These organizations recognize the value of a superior drum to contain their critical or valuable contents and know that a thinner commodity drum could invite an unacceptable level of leakage or regulatory non-compliance risk. Unlike other drum manufacturers who have reduced metal thickness to lower costs, we will not compromise on quality. By maintaining adequate metal thickness, our drums can meet UN performance testing certification and better endure the two most common sources of failure - nail and forklift punctures.More expensive initially, our drums are a cost-effective solution that can save your organization substantially in the long run, protecting your products, reputation and the environment. Also bear in mind that we do not impose a minimum order size, so ultimately, our drums are a greater value. Our drums are expressly designed for demanding commercial purposes and exceed everyday budgets and needs. You cannot risk placing your volatile, expensive, irreplaceable, hazardous or precious contents in any other vessel. Experience the singular protection of a Premier SK Container.1.5/1.2/1.2. UN Rating: 1A2/X235/S.Please note: Price includes LTL (freight) shipping, in order to protect against dings/scratches/dents that often occur when a drum is shipped ground. For a UPS or FedEx Ground shipping quote (damage waiver required), please call (888) 322-5722. | EA | N/A | N/A | 85.425 | All Commercial Customers | 0% | 5% | 5% | 81.1538 | 81.767 | 6-11 of Same Item 10% off ¦ 12+ of same Item 15% off | 7 days | Destination | USA
540-16 | Skolnik | HM5502 | SK-HM5502 | N/A | 55 gal Salvage Drum, Bolt Ring Closure | 55 gal Salvage Drum, Bolt Ring Closure and EPDM gasket. Open Head Salvage Drum is constructed of high quality carbon steel and meets the UN design type requirements. Standard Salvage Drums feature yellow bodies with yellow or red covers, with a multilingual salvage drum logo in red. Each Steel Salvage Drum tests successfully on relevant international standards, including the &quot;T&quot; rated salvage drum. Our products are thicker, heavier, and stronger than industry standards require, offer extreme durability, and comply with domestic and international regulations.Our Specialty Drums are made thicker, heavier and stronger for businesses and government agencies that require the pinnacle of industrial packaging. These organizations recognize the value of a superior drum to contain their critical or valuable contents and know that a thinner commodity drum could invite an unacceptable level of leakage or regulatory non-compliance risk. Unlike other drum manufacturers who have reduced metal thickness to lower costs, we will not compromise on quality. By maintaining adequate metal thickness, our drums can meet UN performance testing certification and better endure the two most common sources of failure - nail and forklift punctures.More expensive initially, our drums are a cost-effective solution that can save your organization substantially in the long run, protecting your products, reputation and the environment. Also bear in mind that we do not impose a minimum order size, so ultimately, our drums are a greater value. Our drums are expressly designed for demanding commercial purposes and exceed everyday budgets and needs. You cannot risk placing your volatile, expensive, irreplaceable, hazardous or precious contents in any other vessel. Experience the singular protection of a Premier SK Container.1.5/1.2/1.2. UN Rating: 1A2/X400/S.Please note: Price includes LTL (freight) shipping, in order to protect against dings/scratches/dents that often occur when a drum is shipped ground. For a UPS or FedEx Ground shipping quote (damage waiver required), please call (888) 322-5722. | EA | N/A | N/A | 99.45 | All Commercial Customers | 0% | 5% | 5% | 94.4775 | 95.1914 | 6-11 of Same Item 10% off ¦ 12+ of same Item 15% off | 7 days | Destination | USA
540-16 | Skolnik | HM5502Q | SK-HM5502Q | N/A | 55 gal Salvage Drum, Lever lock Ring Closure, 55 gal Salvage Drum, Lever lock Ring Closure | 55 gal Salvage Drum, Lever lock Ring Closure. Open Head Salvage Drum is constructed of high quality carbon steel and meets the UN design type requirements. Standard Salvage Drums feature yellow bodies with yellow or red covers, with a multilingual salvage drum logo in red. Each Steel Salvage Drum tests successfully on relevant international standards, including the &quot;T&quot; rated salvage drum.Our products are thicker, heavier, and stronger than industry standards require, offer extreme durability, and comply with domestic and international regulations.Our Specialty Drums are made thicker, heavier and stronger for businesses and government agencies that require the pinnacle of industrial packaging. These organizations recognize the value of a superior drum to contain their critical or valuable contents and know that a thinner commodity drum could invite an unacceptable level of leakage or regulatory non-compliance risk. Unlike other drum manufacturers who have reduced metal thickness to lower costs, we will not compromise on quality. By maintaining adequate metal thickness, our drums can meet UN performance testing certification and better endure the two most common sources of failure - nail and forklift punctures.More expensive initially, our drums are a cost-effective solution that can save your organization substantially in the long run, protecting your products, reputation and the environment. Also bear in mind that we do not impose a minimum order size, so ultimately, our drums are a greater value.Our drums are expressly designed for demanding commercial purposes and exceed everyday budgets and needs. You cannot risk placing your volatile, expensive, irreplaceable, hazardous or precious contents in any other vessel. Experience the singular protection of a Premier SK Container.1.5/1.2/1.2. UN Rating: 1A2/X400/S.Please note: Price includes LTL (freight) shipping, in order to protect against dings/scratches/dents that often occur when a drum is shipped ground. For a UPS or FedEx Ground shipping quote (damage waiver required), please call (888) 322-5722. | EA | N/A | N/A | 101.15 | All Commercial Customers | 0% | 5% | 5% | 96.0925 | 96.8186 | 6-11 of Same Item 10% off ¦ 12+ of same Item 15% off | 7 days | Destination | USA
540-16 | Skolnik | HM9601 | SK-HM9601 | N/A | 96 gal Salvage Drum, Bolt Ring Closure | 96 gal Salvage Drum, Bolt Ring Closure and EPDM gasket. Open Head Salvage Drum is constructed of high quality carbon steel and meets the UN design type requirements. Standard Salvage Drums feature yellow bodies with yellow or red covers, with a multilingual salvage drum logo in red. Each Steel Salvage Drum tests successfully on relevant international standards, including the "T" rated salvage drum. Our products are thicker, heavier, and stronger than industry standards require, offer extreme durability, and comply with domestic and international regulations. Our Specialty Drums are made thicker, heavier and stronger for businesses and government agencies that require the pinnacle of industrial packaging. These organizations recognize the value of a superior drum to contain their critical or valuable contents and know that a thinner commodity drum could invite an unacceptable level of leakage or regulatory non-compliance risk. Unlike other drum manufacturers who have reduced metal thickness to lower costs, we will not compromise on quality. By maintaining adequate metal thickness, our drums can meet UN performance testing certification and better endure the two most common sources of failure - nail and forklift punctures. More expensive initially, our drums are a cost-effective solution that can save your organization substantially in the long run, protecting your products, reputation and the environment. Also bear in mind that we do not impose a minimum order size, so ultimately, our drums are a greater value. Our drums are expressly designed for demanding commercial purposes and exceed everyday budgets and needs. You cannot risk placing your volatile, expensive, irreplaceable, hazardous or precious contents in any other vessel. Experience the singular protection of a Premier SK Container. .1.5/1.5/1.5. UN Rating: 1A2/X440/S. Please note: Price includes LTL (freight) shipping, in order to protect against dings/scratches/dents that often occur when a drum is shipped ground. For a UPS or FedEx Ground shipping quote (damage waiver required), please call (888) 322-5722. | EA | N/A | N/A | 181.9 | All Commercial Customers | 0% | 5% | 5% | 172.805 | 174.1108 | 6-11 of Same Item 10% off ¦ 12+ of same Item 15% off | 7 days | Destination | USA
540-16 | Skolnik | HMQ | SK-HMQ | N/A | Salvage Drum, Carbon Steel with Lever Lock Closure, UN Rated, Salvage Drum, Carbon Steel with Lever Lock Closure, UN Rated | UltraTech Containment Berm, Ultimate ModeUltraTech Containment Berm, Ultimate ModeUltraTech Containment Berm, Ultimate Model. | EA | N/A | N/A | 207.4 | All Commercial Customers | 0% | 5% | 5% | 197.03 | 198.5189 | 6-11 of Same Item 10% off ¦ 12+ of same Item 15% off | 7 days | Destination | USA
540-16 | Skolnik | ST1003 | SK-ST1003 | N/A | Stainless Steel Drum, 10 gallon, Tight Head | Stainless Steel Drum, 10 gallon, Tight Head. Stainless steel drums offer an ideal solution for situations requiring purity & compatibility of materials. A stainless steel drum outperforms carbon steel drums in corrosion resistance, tensile strength, and reusability. 304-2B Stainless SteelUN Rating (Liquid)1A1/X1.4/250Thickness (top/body/bottom): 0.9/0.9/0.9 Closure Type: Tighthead with 2" x 3/4" Fittings, Buna Gasket Please note: Price includes LTL (freight) shipping, in order to protect against dings/scratches/dents that often occur when a drum is shipped ground. For a UPS or FedEx Ground shipping quote (damage waiver required), please call (888) 322-5722. | EA | N/A | N/A | 382.5 | All Commercial Customers | 0% | 5% | 5% | 363.375 | 366.1209 | 6-11 of Same Item 10% off ¦ 12+ of same Item 15% off | 7 days | Destination | USA
540-16 | Skolnik | ST1004 | SK-ST1004 | N/A | Stainless Steel Drum, 10 gallon, Open Head | Stainless Steel Drum, 10 gallon, Open Head. Stainless steel drums offer an ideal solution for situations requiring purity & compatibility of materials. A stainless steel drum outperforms carbon steel drums in corrosion resistance, tensile strength, and reusability. 304-2B Stainless SteelUN Rated for Solids or LiquidsUN Rating (Solid)1A2/X120/S/ UN Rating (Liquid)1A2/Y1.8/150Thickness (top/body/bottom): 0.9/0.9/0.9 Closure Type: Open head with Bolt Ring, EPDM Gasket Please note: Price includes LTL (freight) shipping, in order to protect against dings/scratches/dents that often occur when a drum is shipped ground. For a UPS or FedEx Ground shipping quote (damage waiver required), please call (888) 322-5722. | EA | N/A | N/A | 297.5 | All Commercial Customers | 0% | 5% | 5% | 282.625 | 284.7607 | 6-11 of Same Item 10% off ¦ 12+ of same Item 15% off | 7 days | Destination | USA
540-16 | Skolnik | ST1603 | SK-ST1603 | N/A | Stainless Steel Drum, 16 gallon, Tight Head | Stainless Steel Drum, 16 gallon, Tight Head. Stainless steel drums offer an ideal solution for situations requiring purity & compatibility of materials. A stainless steel drum outperforms carbon steel drums in corrosion resistance, tensile strength, and reusability. 304-2B Stainless SteelUN Rating (Liquid)1A1/X1.2/250Thickness (top/body/bottom): 0.9/0.9/0.9 Closure Type: Tighthead with 2" x 3/4" Fittings, Buna Gasket Please note: Price includes LTL (freight) shipping, in order to protect against dings/scratches/dents that often occur when a drum is shipped ground. For a UPS or FedEx Ground shipping quote (damage waiver required), please call (888) 322-5722. | EA | N/A | N/A | 425 | All Commercial Customers | 0% | 5% | 5% | 403.75 | 406.801 | 6-11 of Same Item 10% off ¦ 12+ of same Item 15% off | 7 days | Destination | USA
540-16 | Skolnik | ST1604 | SK-ST1604 | N/A | Stainless Steel Drum, 16 gallon, Open Head | Stainless Steel Drum, 16 gallon, Open Head. Stainless steel drums offer an ideal solution for situations requiring purity & compatibility of materials. A stainless steel drum outperforms carbon steel drums in corrosion resistance, tensile strength, and reusability. 304-2B Stainless SteelUN Rated for Solids or LiquidsUN Rating (Solid)1A2/X200/S/ UN Rating (Liquid)1A2/Y1.5/150Thickness (top/body/bottom): 0.9/0.9/0.9 Closure Type: Open head with Bolt Ring, EPDM gasket Please note: Price includes LTL (freight) shipping, in order to protect against dings/scratches/dents that often occur when a drum is shipped ground. For a UPS or FedEx Ground shipping quote (damage waiver required), please call (888) 322-5722. | EA | N/A | N/A | 365.5 | All Commercial Customers | 0% | 5% | 5% | 347.225 | 349.8489 | 6-11 of Same Item 10% off ¦ 12+ of same Item 15% off | 7 days | Destination | USA
540-16 | Skolnik | ST2003 | SK-ST2003 | N/A | Stainless Steel Drum, 20 gallon, Tight Head | Stainless Steel Drum, 20 gallon, Tight Head. Stainless steel drums offer an ideal solution for situations requiring purity & compatibility of materials. A stainless steel drum outperforms carbon steel drums in corrosion resistance, tensile strength, and reusability. 304-2B Stainless SteelUN Rating (Liquid)1A1/X1.2/300Thickness (top/body/bottom): 1.2/1.2/1.2 Closure Type: Tighthead with 2" x 3/4" Fittings, Buna gasket Please note: Price includes LTL (freight) shipping, in order to protect against dings/scratches/dents that often occur when a drum is shipped ground. For a UPS or FedEx Ground shipping quote (damage waiver required), please call (888) 322-5722. | EA | N/A | N/A | 552.5 | All Commercial Customers | 0% | 5% | 5% | 524.875 | 528.8413 | 6-11 of Same Item 10% off ¦ 12+ of same Item 15% off | 7 days | Destination | USA
540-16 | Skolnik | ST2004 | SK-ST2004 | N/A | Stainless Steel Drum, 20 gallon, Open Head | Stainless Steel Drum, 20 gallon, Open Head. Stainless steel drums offer an ideal solution for situations requiring purity & compatibility of materials. A stainless steel drum outperforms carbon steel drums in corrosion resistance, tensile strength, and reusability. 304-2B Stainless SteelUN Rated for Solids or LiquidsUN Rating (Solid)1A2/X160/S/ UN Rating (Liquid)1A2/Y1.5/150Thickness (top/body/bottom): 1.5/1.2/1.2 Closure Type: Open head with Bolt Ring, EPDM gasket Please note: Price includes LTL (freight) shipping, in order to protect against dings/scratches/dents that often occur when a drum is shipped ground. For a UPS or FedEx Ground shipping quote (damage waiver required), please call (888) 322-5722. | EA | N/A | N/A | 476 | All Commercial Customers | 0% | 5% | 5% | 452.2 | 455.6171 | 6-11 of Same Item 10% off ¦ 12+ of same Item 15% off | 7 days | Destination | USA
540-16 | Skolnik | ST3003 | SK-ST3003 | N/A | Stainless Steel Drum, 30 gallon, Tight Head | Stainless Steel Drum, 30 gallon, Tight Head. Stainless steel drums offer an ideal solution for situations requiring purity & compatibility of materials. A stainless steel drum outperforms carbon steel drums in corrosion resistance, tensile strength, and reusability. 304-2B Stainless SteelUN Rating (Liquid)1A1/X1.2/300Thickness (top/body/bottom): 1.2/1.2/1.2 Closure Type: Tighthead with 2" x 3/4" Fittings, Buna gasket Please note: Price includes LTL (freight) shipping, in order to protect against dings/scratches/dents that often occur when a drum is shipped ground. For a UPS or FedEx Ground shipping quote (damage waiver required), please call (888) 322-5722. | EA | N/A | N/A | 544 | All Commercial Customers | 0% | 5% | 5% | 516.8 | 520.7053 | 6-11 of Same Item 10% off ¦ 12+ of same Item 15% off | 7 days | Destination | USA
540-16 | Skolnik | ST3004 | SK-ST3004 | N/A | Stainless Steel Drum, 30 gallon, Open Head | Stainless Steel Drum, 30 gallon, Open Head. Stainless steel drums offer an ideal solution for situations requiring purity & compatibility of materials. A stainless steel drum outperforms carbon steel drums in corrosion resistance, tensile strength, and reusability. 304-2B Stainless SteelUN Rated for Solids or LiquidsUN Rating (Solid)1A2/X225/S/ UN Rating (Liquid)1A2/Y1.5/150Thickness (top/body/bottom): 1.5/1.2/1.2 Closure Type: Open head with Bolt Ring, EPDM gasket Please note: Price includes LTL (freight) shipping, in order to protect against dings/scratches/dents that often occur when a drum is shipped ground. For a UPS or FedEx Ground shipping quote (damage waiver required), please call (888) 322-5722. | EA | N/A | N/A | 595 | All Commercial Customers | 0% | 5% | 5% | 565.25 | 569.5214 | 6-11 of Same Item 10% off ¦ 12+ of same Item 15% off | 7 days | Destination | USA
540-16 | Skolnik | ST5502 | SK-ST5502 | N/A | Stainless Steel Drum, 55 gallon, Open Head | Stainless Steel Drum, 55 gallon, Open Head. Stainless steel drums offer an ideal solution for situations requiring purity & compatibility of materials. A stainless steel drum outperforms carbon steel drums in corrosion resistance, tensile strength, and reusability. UN Rated for Solids or LiquidsUN Rating (Solid)1A2/X440/S/ UN Rating (Liquid)1A2/Y1.5/150Thickness (top/body/bottom): 1.5/1.2/1.2 Closure Type: Open head with Bolt Ring, EPDM gasket Please note: Price includes LTL (freight) shipping, in order to protect against dings/scratches/dents that often occur when a drum is shipped ground. For a UPS or FedEx Ground shipping quote (damage waiver required), please call (888) 322-5722. | EA | N/A | N/A | 714 | All Commercial Customers | 0% | 5% | 5% | 678.3 | 683.4257 | 6-11 of Same Item 10% off ¦ 12+ of same Item 15% off | 7 days | Destination | USA
540-16 | Skolnik | ST5503 | SK-ST5503 | N/A | Stainless Steel Drum, 55 gallon, Tight Head | Stainless Steel Drum, 55 gallon, Tight Head. Stainless steel drums offer an ideal solution for situations requiring purity and compatibility of materials. A stainless steel drum outperforms carbon steel drums in corrosion resistance, tensile strength, and reusability. UN Rating (Liquid)1A1/X1.8/300 Thickness (top/body/bottom): 1.2/1.2/1.2 Closure Type: Tighthead with 2" x 3/4" Fittings, Buna gasket Please note: Price includes LTL (freight) shipping, in order to protect against dings/scratches/dents that often occur when a drum is shipped ground. For a UPS or FedEx Ground shipping quote (damage waiver required), please call (888) 322-5722. | EA | N/A | N/A | 731 | All Commercial Customers | 0% | 5% | 5% | 694.45 | 699.6977 | 6-11 of Same Item 10% off ¦ 12+ of same Item 15% off | 7 days | Destination | USA
540-3 | Safety Storage | 02A | SS-02A | N/A | Fiberglass Grate Flooring For Outdoor Lockers | Upgrade to Fiberglass Floor Grating for outdoor storage lockers for enhanced corrosion resistance! Standard outdoor lockers come with galvanized steel grating. Add fiberglass grating to your cart before checkout to upgrade. Choose grating size based on drum locker model. Upgrade to Fiberglass Floor Grating for outdoor storage lockers for enhanced corrosion resistance! Standard outdoor lockers come with galvanized steel grating. Add fiberglass grating to your cart before checkout to upgrade. Choose grating size based on drum locker model. | EA | N/A | N/A | 459 | All Commercial Customers | 0% | 5% | 5% | 436.05 | 439.3451 | 6-11 of Same Item 10% off ¦ 12+ of same Item 15% off | 30 days | Destination | USA
540-16 | Safety Storage | 02B | SS-02B | N/A | Heating and Cooling for 2 Drum Outdoor Lockers | Temperature Control Heating and Cooling Package for Outdoor Drum Storage Lockers Temperature Control Heating and Cooling Package for Outdoor Drum Storage Lockers | EA | N/A | N/A | 6764.6976 | All Commercial Customers | 0% | 5% | 5% | 6426.4627 | 6475.0254 | 6-11 of Same Item 10% off ¦ 12+ of same Item 15% off | 30 days | Destination | USA
540-16 | Safety Storage | 02C | SS-02C | N/A | Interior Light Package for 2 Drum Outdoor Lockers | Interior Light Package for 2 Drum Outdoor Lockers Interior Light Package for 2 Drum Outdoor Lockers | EA | N/A | N/A | 6318.4384 | All Commercial Customers | 0% | 5% | 5% | 6002.5165 | 6047.8755 | 6-11 of Same Item 10% off ¦ 12+ of same Item 15% off | 30 days | Destination | USA
540-16 | Safety Storage | 02D | SS-02D | N/A | HDPE Sump Liner for Outdoor Lockers | Add an optional HDPE Sump Liner to your Outdoor Locker. Choose size based on locker model. Add an optional HDPE Sump Liner to your Outdoor Locker. Choose size based on locker model. | EA | N/A | N/A | 357 | All Commercial Customers | 0% | 5% | 5% | 339.15 | 341.7128 | 6-11 of Same Item 10% off ¦ 12+ of same Item 15% off | 30 days | Destination | USA
540-16 | Safety Storage | LF02 | SS-LF02 | N/A | Hazmat Storage Building, 2-hour Fire Rated LF02, 2 drum | Hazmat Storage Building, 2-hour Fire Rated LF02, 2 drum. Custom built prefabricated outdoor storage buildings are designed for safe storage of flammable liquid drums.Two-hour Fire Rated Hazmat Storage Building LF02 - 2 drum capacity, without explosion relief panels. Inside Length x Width: 4' 11.5" x 2' 3.5". Sump capacity: 60 gallons. Hazardous material storage lockers are designed for the storage of smaller quantities of hazardous materials in drums, pails, cans or boxes. Model Series SS-LF features safe storage for flammable and combustible liquids, hazardous chemicals, toxic chemicals, and hazardous waste materials. These units are available with a broad range of optional equipment, and your final selection will depend on the chemicals involved, the application, and the locker location.Standard Features: Accommodates from 2-12 55 gallon drums FM Approved & Labeled Oversized Leaktight spill containment sump Constructed of heavy-gauge steel for strength and stability Interior and exterior structure protected by durable, chemical resistant coating Static grounding connection/ grounding/ bonding lugs Floor loading capacity 500 psf Hold-down plates for permanent anchoring (offering seismic and wind uplift protection) Easy relocation with forklift or crane Safety signage for easy identification Vents for natural ventilation Optional Features: Lighting Heating and/or Air Conditioning Mechanical Ventilation Explosion Relief Panels Sump Drain or overflow pipe Corrosion-resistant sump liners Liquid level detector with alarm (explosion proof) Fire suppression Removable fiberglass or galvanized steel floor decking All of our prefabricated outdoor storage units are custom built to order. Please call us at (888) 322-5722 for ordering information or request a quote online. | EA | N/A | N/A | 5100.8 | All Commercial Customers | 0% | 5% | 5% | 4845.76 | 4882.3778 | 6-11 of Same Item 10% off ¦ 12+ of same Item 15% off | 30 days | Destination | USA
540-16 | Safety Storage | LF04 | SS-LF04 | N/A | Hazmat Storage Building, 2-hour Fire Rated LF04, 4 drum | Hazmat Storage Building, 2-hour Fire Rated LF04, 4 drum. Custom built prefabricated outdoor storage buildings are designed for safe storage of flammable liquid drums.Two-hour Fire Rated Hazmat Storage Building LF04 - 4 drum capacity, without explosion relief panels. Inside Length x Width: 4' 11.5" x 4' 9.5". Sump capacity: 120 gallons. Hazardous material storage lockers are designed for the storage of smaller quantities of hazardous materials in drums, pails, cans or boxes. Model Series SS-LF features safe storage for flammable and combustible liquids, hazardous chemicals, toxic chemicals, and hazardous waste materials. These units are available with a broad range of optional equipment, and your final selection will depend on the chemicals involved, the application, and the locker location.Standard Features: Accommodates from 2-12 55 gallon drums FM Approved & Labeled Oversized Leaktight spill containment sump Constructed of heavy-gauge steel for strength and stability Interior and exterior structure protected by durable, chemical resistant coating Static grounding connection/ grounding/ bonding lugs Floor loading capacity 500 psf Hold-down plates for permanent anchoring (offering seismic and wind uplift protection) Easy relocation with forklift or crane Safety signage for easy identification Vents for natural ventilation Optional Features: Lighting Heating and/or Air Conditioning Mechanical Ventilation Explosion Relief Panels Sump Drain or overflow pipe Corrosion-resistant sump liners Liquid level detector with alarm (explosion proof) Fire suppression Removable fiberglass or galvanized steel floor decking All of our prefabricated outdoor storage units are custom built to order. Please call us at (888) 322-5722 for ordering information or request a quote online. | EA | N/A | N/A | 8729.6 | All Commercial Customers | 0% | 5% | 5% | 8293.12 | 8355.7884 | 6-11 of Same Item 10% off ¦ 12+ of same Item 15% off | 30 days | Destination | USA
540-16 | Safety Storage | LF06 | SS-LF06 | N/A | Hazmat Storage Building, 2-hour Fire Rated LF06, 6 drum | Hazmat Storage Building, 2-hour Fire Rated LF06, 6 drum. Custom built prefabricated outdoor storage buildings are designed for safe storage of flammable liquid drums.Two-hour Fire Rated Hazmat Storage Building LF06 - 6 drum capacity, without explosion relief panels. Inside Length x Width: 6' 9.5" x 4' 6.5". Sump capacity: 160 gallons. Hazardous material storage lockers are designed for the storage of smaller quantities of hazardous materials in drums, pails, cans or boxes. Model Series SS-LF features safe storage for flammable and combustible liquids, hazardous chemicals, toxic chemicals, and hazardous waste materials. These units are available with a broad range of optional equipment, and your final selection will depend on the chemicals involved, the application, and the locker location.Standard Features: Accommodates from 2-12 55 gallon drums FM Approved & Labeled Oversized Leaktight spill containment sump Constructed of heavy-gauge steel for strength and stability Interior and exterior structure protected by durable, chemical resistant coating Static grounding connection/ grounding/ bonding lugs Floor loading capacity 500 psf Hold-down plates for permanent anchoring (offering seismic and wind uplift protection) Easy relocation with forklift or crane Safety signage for easy identification Vents for natural ventilation Optional Features: Lighting Heating and/or Air Conditioning Mechanical Ventilation Explosion Relief Panels Sump Drain or overflow pipe Corrosion-resistant sump liners Liquid level detector with alarm (explosion proof) Fire suppression Removable fiberglass or galvanized steel floor decking All of our prefabricated outdoor storage units are custom built to order. Please call us at (888) 322-5722 for ordering information or request a quote online. | EA | N/A | N/A | 9181.44 | All Commercial Customers | 0% | 5% | 5% | 8722.368 | 8788.2801 | 6-11 of Same Item 10% off ¦ 12+ of same Item 15% off | 30 days | Destination | USA
540-16 | Safety Storage | LF10 | SS-LF10 | N/A | Hazmat Storage Building, 2-hour Fire Rated LF10, 10 drum | Hazmat Storage Building, 2-hour Fire Rated LF10, 10 drum. Custom built prefabricated outdoor storage buildings are designed for safe storage of flammable liquid drums.Two-hour Fire Rated Hazmat Storage Building LF10 -10 drum capacity, without explosion relief panels. Inside Length x Width: 10' 9.5" x 4' 6.5". Sump capacity: 250 gallons. Hazardous material storage lockers are designed for the storage of smaller quantities of hazardous materials in drums, pails, cans or boxes. Model Series SS-LF features safe storage for flammable and combustible liquids, hazardous chemicals, toxic chemicals, and hazardous waste materials. These units are available with a broad range of optional equipment, and your final selection will depend on the chemicals involved, the application, and the locker location.Standard Features: Accommodates from 2-12 55 gallon drums FM Approved & Labeled Oversized Leaktight spill containment sump Constructed of heavy-gauge steel for strength and stability Interior and exterior structure protected by durable, chemical resistant coating Static grounding connection/ grounding/ bonding lugs Floor loading capacity 500 psf Hold-down plates for permanent anchoring (offering seismic and wind uplift protection) Easy relocation with forklift or crane Safety signage for easy identification Vents for natural ventilation Optional Features: Lighting Heating and/or Air Conditioning Mechanical Ventilation Explosion Relief Panels Sump Drain or overflow pipe Corrosion-resistant sump liners Liquid level detector with alarm (explosion proof) Fire suppression Removable fiberglass or galvanized steel floor decking All of our prefabricated outdoor storage units are custom built to order. Please call us at (888) 322-5722 for ordering information or request a quote online. | EA | N/A | N/A | 12624.64 | All Commercial Customers | 0% | 5% | 5% | 11993.408 | 12084.0383 | 6-11 of Same Item 10% off ¦ 12+ of same Item 15% off | 30 days | Destination | USA
540-16 | Safety Storage | LK02 | SS-LK02 | N/A | Hazmat Storage Building, Non-combustible LK02, 2 drum | Hazmat Storage Building, Non-combustible LK02, 2 drum. Custom built prefabricated outdoor storage buildings are designed for safe storage of combustible liquids in drums.Non-combustible Hazmat Storage Building LK02 (2 drum capacity). Part of the Locker Series, versatile Model SS-LK non-combustible steel hazardous material storage lockers offer a wide variety of accessories to customize storage applications for flammable and combustible chemicals, paints, pesticides and other hazardous materials. Explosion control venting is available, if required. Hazardous material storage lockers are designed for the storage of smaller quantities of hazardous materials in drums, pails, cans or boxes. These units are also available in 2-hour uni-directional fire-rated construction. Lockers are sized 6'L x 3'W x 5'H for the storage of two standard 55-gallon drums.All of our prefabricated outdoor storage units are custom built to order. Please call us at (888) 322-5722 for ordering information or request a quote online. | EA | N/A | N/A | 3107.84 | All Commercial Customers | 0% | 5% | 5% | 2952.448 | 2974.7587 | 6-11 of Same Item 10% off ¦ 12+ of same Item 15% off | 30 days | Destination | USA
540-16 | Safety Storage | LK10 | SS-LK10 | N/A | Hazmat Storage Building, Non-combustible LK10, 10 drum | Hazmat Storage Building, Non-combustible LK10, 10 drum. Custom built prefabricated outdoor storage buildings are designed for safe storage of combustible liquids in drums.Non-combustible Hazmat Storage Building LK10 (10 drum capacity). Part of the Locker Series, versatile Model SS-LK non-combustible steel hazardous material storage lockers offer a wide variety of accessories to customize storage applications for flammable and combustible chemicals, paints, pesticides and other hazardous materials. Explosion control venting is available, if required. Hazardous material storage lockers are designed for the storage of smaller quantities of hazardous materials in drums, pails, cans or boxes. These units are also available in 2-hour uni-directional fire-rated construction. Lockers are sized from 6'L x 3'W x 5'H for the storage of two standard 55-gallon drums up to 14'L x 6'W x 8'H for the storage of twelve standard 55-gallon drums.Our SS hazardous material storage lockers (all SS-LK models) are designed for the storage of smaller quantities of hazardous materials in drums, pails, cans or boxes. These units are available in non-combustible steel, 2-hour uni-directional fire-rated construction. Lockers are sized from 6'L x 3'W x 5'H for the storage of two standard 55-gallon drums up to 14'L x 6'W x 8'H for the storage of twelve standard 55-gallon drums.All of our prefabricated outdoor drum lockers are custom built to order. Please call us at (888) 322-5722 for ordering information or request a quote online. | EA | N/A | N/A | 8039.68 | All Commercial Customers | 0% | 5% | 5% | 7637.696 | 7695.4116 | 6-11 of Same Item 10% off ¦ 12+ of same Item 15% off | 30 days | Destination | USA
540-16 | Ultra Tech | 401 | UT-0401 | N/A | Emergency Response Shovel 29", Aluminum, Fixed Handle | Emergency Response Shovel - Fixed Handle 29", Aluminum, perfect for spill kits. Quick-release shaft and "D" handle Assembled Length: 29" (737 mm) Collapsed size: 15" x 10" x 3" (381 mm x 254 mm x 77 mm), fits into 20- gallon or larger spill kits Tempered aluminum scoop measuring 10" x 11" (254 mm x 280 mm) Shaft constructed of aircraft-quality 6061 T6 aluminum Large, sturdy, molded polyethylene "D" grip handle Constructed of non-sparking materials fits into 5-gallon or larger spill kits Rugged construction allows shoveling of granular sorbents, sludges and contaminated soil. Assembles in seconds. | EA | N/A | N/A | 49.6 | All Commercial Customers | 0% | 5% | 5% | 47.12 | 47.4761 | 6-11 of Same Item 10% off ¦ 12+ of same Item 15% off | 7 days | Destination | USA
540-16 | Ultra Tech | 409 | UT-0409 | N/A | Drum Lifter Metal Clamp for Safely Lifting Salvage Drums | Drum Lifter With a 1000 lb. load capacity securely grips 55 gallon steel drums when loading and unloading salvage drums. Rugged, all-steel construction, orange. Typically ships from Florida. Call (888) 322-5722 for availability. | EA | N/A | N/A | 179.2 | All Commercial Customers | 0% | 5% | 5% | 170.24 | 171.5264 | 6-11 of Same Item 10% off ¦ 12+ of same Item 15% off | 7 days | Destination | USA
540-16 | Ultra Tech | 420 | UT-0420 | N/A | Replacement Polyethylene Grate (48"L x 24"W x 2"H) | Grate , Polyethylene (48"L x 24"W x 2"H) | EA | N/A | N/A | 89.6 | All Commercial Customers | 0% | 5% | 5% | 85.12 | 85.7632 | 6-11 of Same Item 10% off ¦ 12+ of same Item 15% off | 7 days | Destination | USA
540-16 | UltraTech | 440 | UT-0440 | N/A | UltraTech 0440 Vapor Lock - With Fill Tube | UltraTech Vapor Lock ensures that vapors are trapped and eliminated or fugitive emissions are significantly reduced. Ultra-Vapor lock helps in meeting EPA Closed Container regulations. The optional polyethylene fill tube helps in filling below the liquid level and eliminating agitation as well as splashing that contributes to the process of evaporation. Features: Vapor Lock with fill tube. Measures: 1-3/4-inches OD by 35-1/2-inches length. Easy to install. Designed to trap vapors and reduce fugitive emissions. Vapor Lock helps in meeting EPA Closed container regulations. | EA | N/A | N/A | 51.2 | All Commercial Customers | 0% | 5% | 5% | 48.64 | 49.0076 | 6-11 of Same Item 10% off ¦ 12+ of same Item 15% off | 7 days | Destination | USA
540-16 | UltraTech | 444 | UT-0444 | N/A | UltraTech 0444 Vapor Lock - Without Fill Tube | UltraTech Vapor Lock without the fill tube. The volatile organic compounds slowly evaporate to the atmosphere when the waste materials are decanted into a drum or if the drum dung is open. Features: Vapor Lock Measures 1-3/4-inches OD by 6-inches length Removes vapor escape from decanting waste. Vapor Lock helps in meeting EPA Closed container regulations. Designed to trap vapors and reduce fugitive emissions. | EA | N/A | N/A | 25.6 | All Commercial Customers | 0% | 5% | 5% | 24.32 | 24.5038 | 6-11 of Same Item 10% off ¦ 12+ of same Item 15% off | 7 days | Destination | USA
540-16 | Ultra Tech | 460 | UT-0460 | N/A | Drum Funnel with lid for open head drums, LDPE | Open head drum funnel, black and red LDPE polyethylene. This innovative drum funnel acts as a lid and a funnel for open head drums. For drums 22 1/4" - 23 1/2" dia. (565 mm x 597 mm) All polyethylene funnel can be used on 55-gallon open-head steel or poly drums. Replaces drum lid allowing convenient drum access for pouring, collecting rags, soiled absorbents, etc. Molded base fits securely onto drum; thumb screws quickly tighten for added security. Hinged cover is lockable Dimensions: 24.5" dia. x 11" (622 mm x 280 mm). Typically ships from Florida. Call (888) 322-5722 for availability. | EA | N/A | N/A | 180.8 | All Commercial Customers | 0% | 5% | 5% | 171.76 | 173.0579 | 6-11 of Same Item 10% off ¦ 12+ of same Item 15% off | 7 days | Destination | USA
540-16 | UltraTech | 476 | UT-0476 | N/A | UltraTech 0476 Universal Funnel Snap-On Cover | UltraTech Universal Funnel Snap-On Cover, available in yellow color. Features: Snap On Cover Color-Yellow 29 diametric inches Polyethylene construction 4 Inches height | EA | N/A | N/A | 32 | All Commercial Customers | 0% | 5% | 5% | 30.4 | 30.6297 | 6-11 of Same Item 10% off ¦ 12+ of same Item 15% off | 7 days | Destination | USA
540-16 | UltraTech | 482 | UT-0482 | N/A | UltraTech 0482 Bung Access Funnel, with Spout | UltraTech Bung Access funnel available with spout and in yellow color. Installing pop-up liquid level gauge in this &frac34; inches bung, helps in monitoring waste level of the drum. It also helps in planning before the drum removal. Features: Measures: 23-5/8-inches OD by 5-1/2-inches height Allows access to the 3/4-inches drum bung. It has level surfaces that allow paint cans, bottles, buckets and filter to stay upright even when there is passive draining. Zig-zag channeled surface that diffuses splashing. Color-Yelllow | EA | N/A | N/A | 46.4 | All Commercial Customers | 0% | 5% | 5% | 44.08 | 44.4131 | 6-11 of Same Item 10% off ¦ 12+ of same Item 15% off | 7 days | Destination | USA
540-16 | Ultra Tech | 484 | UT-0484 | N/A | Bung Access Funnel, Hinged Cover and Spout for 30-55 gallon Drums | The Bung Access Ultra-Funnel allows access to the 3/4" drum bung. Flat inner surface allows paint cans, buckets and bottles to drain passively. Unique zigzag channeled surface diffuses splashing.UT-0484 Bung Access Funnel, Hinged Cover and Spout for 30-55 gal Drums | EA | N/A | N/A | 92.8 | All Commercial Customers | 0% | 5% | 5% | 88.16 | 88.8262 | 6-11 of Same Item 10% off ¦ 12+ of same Item 15% off | 7 days | Destination | USA
540-16 | UltraTech | 487 | UT-0487 | N/A | UltraTech 0487 Bung Access Funnel, with Hinged Lid, No Spout | UltraTech Bung Access funnel available without spout and in yellow color. It has a hinged cover. Installing pop-up liquid level gauge in this &frac34; inches bung, helps in monitoring waste level of the drum. It also helps in planning before the drum removal. Features: Measures: 29-inches width by 26-3/4-inches depth by 9-1/2-inches height. Allows access to the 3/4-inches drum bung. It has level surfaces that allow paint cans, bottles, buckets and filter to stay upright even when there is passive draining. Zig-zag channeled surface diffuses splashing. Color-Yelllow No mess caused by overfilling. | EA | N/A | N/A | 92.8 | All Commercial Customers | 0% | 5% | 5% | 88.16 | 88.8262 | 6-11 of Same Item 10% off ¦ 12+ of same Item 15% off | 7 days | Destination | USA
540-16 | UltraTech | 488 | UT-0488 | N/A | UltraTech 0488 Bung Access Funnel, no Spout | UltraTech Bung Access funnel without spout in yellow color. Installing pop-up liquid level gauge in this &frac34; inches bung, helps in monitoring waste level of the drum. It also helps in planning before the drum removal. Features: Measures: 23-5/8-inches OD by 5-1/2-inches height. Allows access to the 3/4-inches drum bung. Color-Yelllow Zig-zag channeled surface diffuses splashing. No mess caused by overfilling. | EA | N/A | N/A | 46.4 | All Commercial Customers | 0% | 5% | 5% | 44.08 | 44.4131 | 6-11 of Same Item 10% off ¦ 12+ of same Item 15% off | 7 days | Destination | USA
540-16 | UltraTech | 498 | UT-0498 | N/A | UltraTech 0498 Global Funnel Snap-On Cover | UltraTech Global Funnel Snap On cover is available in yellow color. It has an optional snap on cover. Features: Snap-on cover Suitable for global Ultra-drum funnel Yellow color | EA | N/A | N/A | 30.4 | All Commercial Customers | 0% | 5% | 5% | 28.88 | 29.0982 | 6-11 of Same Item 10% off ¦ 12+ of same Item 15% off | 7 days | Destination | USA
540-16 | Ultra Tech | 499 | UT-0499 | N/A | Global Drum Funnel, Hinged Cover and Spout for 30-55 gallon Drums | The Universal Ultra Drum Funnel with spout is designed to fit 55 and 30 gallon drums, both tight head drums and open head drums. Its large 25" diameter offers a big target for pouring wastes into drums, eliminating overspills commonly associated with smaller funnels. Helps keep drum tops clean and in compliance. Flat inner surface allows paint cans, buckets and bottles to drain passively. Unique zigzag channeled surface diffuses splashingThis Drum Funnel securely fits nearly every 55 gal tight head steel or polyethylene drum manufactured throughout the world. This one of a kind funnel features 8 locator feet with 4 different centers around its lower circumference, allowing it to fit tightly on drums with varying diameters. No more wobbles or tips! Capacity: 5 gallons Rugged, polyethylene funnel offers a 22" wide "target", eliminating overspills which commonly occur with conical funnels. patented, zigzagged pouring surface quickly settles liquids as they are being poured. Horseshoe design feature allows installation of a Pop Up Fill Gauge (Part# UT-9985) which allows accurate monitoring of liquid level inside the drum to prevent messy overfilling. Lockable cover prevents contamination of contents. Typically ships from Florida. Call (888) 322-5722 for availability. | EA | N/A | N/A | 88 | All Commercial Customers | 0% | 5% | 5% | 83.6 | 84.2317 | 6-11 of Same Item 10% off ¦ 12+ of same Item 15% off | 7 days | Destination | USA
540-16 | UltraTech | 570 | UT-0570 | N/A | UltraTech 0570 Overpack Plus 95, Black, Recycled | An over-pack with smart yellow striped tape. This is the best performance overpack available in the market with several added benefits. This is an friendly product with recycled content. It is made from recycle material. The screw top is easy to close. The black color helps in hiding grime and dirt. This is in compliance with UN Packaging Group 2 (Y-Rating) and certified for use as DOT Salvage Drums, 49 CFR 173.3 (c). Features: Recycled Materials used. Black Color hides grime and dirt. Screw top lid that is easy to close. In compliance with UN packaging group 2 (Y. Rating) This is certified for use as DOT salvage drums, 49 CFR 173.3 | EA | N/A | N/A | 176 | All Commercial Customers | 0% | 5% | 5% | 167.2 | 168.4635 | 6-11 of Same Item 10% off ¦ 12+ of same Item 15% off | 7 days | Destination | USA
540-16 | Ultra Tech | 580 | UT-0580 | N/A | Overpack Drum Plus 95 gallon, DOT Yellow Salvage Drum, UN Rated | New Ultra-Overpack Plus 95 and 65&reg; salvage and overpack drums offer the Highest Performance available on the Market! These economical overpack drums can legally be used as salvage drums and are compliant with DOT regulations for transporting leaky drums or soiled hazardous materials. Highest performance of any 95- or 65-gallon poly overpack on the market. Complies with UN Packaging Group 1 (X-Rating) and certified for use as DOT Salvage Drums, 49 CFR 173.3 (c). Easy-to-close screw top lid Very economical - competitively priced ULTRA-OVERPACK PLUS 95 Part# UT-0580 Rated Capacity: 95 gallons (360 L) Top Outside Diameter: 32 1/4" (820 mm) Bottom Outside Diameter: 25 1/2" (648 mm) Outside Height: 43 1/4" (1,098 mm) Weight: 48 lbs. (22 kg) UN Marking: 1H2\X345\S\09\USA\M5904 Closure Instructions All Ultra-Overpacks&reg; Are Independently Certified For: LAND - United Nations (UN) Transport of Dangerous Goods SEA - International Maritime Organization (IMO); International Maritime Dangerous Goods Code (IMDG) Annex I-Section 8 AIR - International Civil Aviation Organization (ICAO); Technical Instructions for the Safe Transport of Dangerous Goods by Air, Part 7, Chapter 4 AIR - International Air Transport Association (IATA); Dangerous Goods Regulations, Section 10.3. Typically ships from Florida. Call (888) 322-5722 for availability.UN Markings Explained | EA | N/A | N/A | 180.8 | All Commercial Customers | 0% | 5% | 5% | 171.76 | 173.0579 | 6-11 of Same Item 10% off ¦ 12+ of same Item 15% off | 7 days | Destination | USA
540-16 | Ultra Tech | 582 | UT-0582 | N/A | Overpack Drum Plus 65 gallon, DOT Yellow Salvage Drum, UN Rated | New Ultra-Overpack Plus 95 and 65&reg; salvage and overpack drums offer the Highest Performance available on the Market! These economical overpack drums can legally be used as salvage drums and are compliant with DOT regulations for transporting leaky drums or soiled hazardous materials. Highest performance of any 95- or 65-gallon poly overpack on the market. Complies with UN Packaging Group 1 (X-Rating) and certified for use as DOT Salvage Drums, 49 CFR 173.3 (c). Easy-to-close screw top lid Very economical - competitively priced ULTRA-OVERPACK PLUS 65 Part# UT-0582 Rated Capacity: 65 gallons (247 L) Top Outside Diameter: 29" (737 mm) Bottom Outside Diameter: 21" (533 mm) Outside Height: 36 1/4" (921 mm) Weight: 40 lbs. (18 kg) UN Marking: 1H2\X345\S\09\USA\M5904 Closure Instructions All Ultra-Overpacks&reg; Are Independently Certified For: LAND - United Nations (UN) Transport of Dangerous Goods SEA - International Maritime Organization (IMO); International Maritime Dangerous Goods Code (IMDG) Annex I-Section 8 AIR - International Civil Aviation Organization (ICAO); Technical Instructions for the Safe Transport of Dangerous Goods by Air, Part 7, Chapter 4 AIR - International Air Transport Association (IATA); Dangerous Goods Regulations, Section 10.3. Typically ships from Florida. Call (888) 322-5722 for availability.UN Markings Explained | EA | N/A | N/A | 163.2 | All Commercial Customers | 0% | 5% | 5% | 155.04 | 156.2116 | 6-11 of Same Item 10% off ¦ 12+ of same Item 15% off | 7 days | Destination | USA
540-16 | Ultra Tech | 651 | UT-0651 | N/A | Burp-Free Drum Funnel, Standard fits 2" NPT | Burp-Free Ultra-Funnels feature a built-in vent. No more splashing or "burping" when pouring liquids! Dimensions: 13 3/8" dia. x 11" H (340 mm dia. x 279 mm H) Threaded brass insert screws into 2" drum bung or tank cap. All polyethylene construction won't rust or corrode; provides excellent chemical resistance. Hinged, lockable lid prevents unauthorized access. Larger style (Part#0656) provides bigger pouring area and easy access. Typically ships from Florida. Call (888) 322-5722 for availability. | EA | N/A | N/A | 78.4 | All Commercial Customers | 0% | 5% | 5% | 74.48 | 75.0428 | 6-11 of Same Item 10% off ¦ 12+ of same Item 15% off | 7 days | Destination | USA
540-16 | Ultra Tech | 656 | UT-0656 | N/A | Burp-Free IBC Tote/ Large Drum Funnel fits 2" NPT & IBC tank opening | Burp-Free Ultra-Funnels feature a built-in vent. No more splashing or "burping" when pouring liquids!Funnel fits a 2" NPT threaded opening. For Buttress openings on an IBC container, add the optional 6" buttress adapter (Part# BSCO-PBC6PV) Dimensions: 22" dia. x 11 1/2" H (559 mm dia. x 292 mm H) Threaded brass insert screws into 2" drum bung or tank cap. All polyethylene construction won't rust or corrode; provides excellent chemical resistance. Hinged, lockable lid prevents unauthorized access. Smaller style available (Part# UT-0651). Typically ships from Florida. Call (888) 322-5722 for availability. Please Note: Funnel is pictured with a 6" black collar, which is not included. This funnel fits a 2" NPT. | EA | N/A | N/A | 126.4 | All Commercial Customers | 0% | 5% | 5% | 120.08 | 120.9874 | 6-11 of Same Item 10% off ¦ 12+ of same Item 15% off | 7 days | Destination | USA
540-16 | Ultra Tech | 676 | UT-0676 | N/A | Large Spill Pallet Ramp, for 2-4 Drum and Hard Top Spill Pallets | UltraTech Drum Spill Pallet ramp works on UltraTech Spill Pallets Plus (2 Drum-20 drum) and Hard Top Spill Pallets (2 Drum- 20 Drum), Black. Optional Loading Ramp Part# UT-0676 - Fits P2, P3, P4 Dimensions: 46" x 28" x 8 3/4" (1168 mm x 711 mm x 222 mm) Weight: 43 lbs. (19.5 kg) Capacity: 700 lbs. Typically ships from Florida. Call (888) 322-5722 for availability. | EA | N/A | N/A | 302.4 | All Commercial Customers | 0% | 5% | 5% | 287.28 | 289.4509 | 6-11 of Same Item 10% off ¦ 12+ of same Item 15% off | 7 days | Destination | USA
540-16 | Ultra Tech | 678 | UT-0678 | N/A | Small Spill Pallet Ramp, for single drum (P1) Drum Pallets | UltraTech Drum Spill Pallet Ramp (also works for P4 Spill Pallets, p/n 1000), Black. Optional Loading Ramp Part# UT-0678 - Fits P1 Dimensions: 70" x 28 1/2" x 12" (1778 mm x 724 mm x 305 mm) Weight: 73 lbs. Capacity: 700 lbs. Typically ships from Florida. Call (888) 322-5722 for availability. | EA | N/A | N/A | 414.4 | All Commercial Customers | 0% | 5% | 5% | 393.68 | 396.6549 | 6-11 of Same Item 10% off ¦ 12+ of same Item 15% off | 7 days | Destination | USA
540-16 | Ultra Tech | 750 | UT-0750 | N/A | ADA Compliant Detectable Warning Pads, 2'x2', Retrofit - Yellow | Ultra-ADA Pads® are the BEST ADA Compliant Pads Available! Ultra-ADA Pads are designed for the visually impaired to feel the raised, truncated domes with their feet. This, in combination with the tapping cane, can alert them to a different surface than the surrounding concrete sidewalk and an upcoming intersection.These retrofit mats glue to a pre-formed surface. | EA | N/A | N/A | 72 | All Commercial Customers | 0% | 5% | 5% | 68.4 | 68.9169 | 6-11 of Same Item 10% off ¦ 12+ of same Item 15% off | 7 days | Destination | USA
540-16 | Ultra Tech | 756 | UT-0756 | N/A | ADA Compliant Detectable Warning Pads, 2'x2', Retrofit - Black | Ultra-ADA Pads® are the BEST ADA Compliant Pads Available! Ultra-ADA Pads are designed for the visually impaired to feel the raised, truncated domes with their feet. This, in combination with the tapping cane, can alert them to a different surface than the surrounding concrete sidewalk and an upcoming intersection.These retrofit mats glue to a pre-formed surface. | EA | N/A | N/A | 72 | All Commercial Customers | 0% | 5% | 5% | 68.4 | 68.9169 | 6-11 of Same Item 10% off ¦ 12+ of same Item 15% off | 7 days | Destination | USA
540-16 | Ultra Tech | 757 | UT-0757 | N/A | ADA Compliant Detectable Warning Pads, 2'x4', Retrofit - Black | Ultra-ADA Pads® are the BEST ADA Compliant Pads Available! Ultra-ADA Pads are designed for the visually impaired to feel the raised, truncated domes with their feet. This, in combination with the tapping cane, can alert them to a different surface than the surrounding concrete sidewalk and an upcoming intersection.These retrofit mats glue to a pre-formed surface. | EA | N/A | N/A | 142.4 | All Commercial Customers | 0% | 5% | 5% | 135.28 | 136.3023 | 6-11 of Same Item 10% off ¦ 12+ of same Item 15% off | 7 days | Destination | USA
540-16 | Ultra Tech | 758 | UT-0758 | N/A | ADA Compliant Detectable Warning Pads, 2'x5', Retrofit - Black | Ultra-ADA Pads® are the BEST ADA Compliant Pads Available! Ultra-ADA Pads are designed for the visually impaired to feel the raised, truncated domes with their feet. This, in combination with the tapping cane, can alert them to a different surface than the surrounding concrete sidewalk and an upcoming intersection.These retrofit mats glue to a pre-formed surface. | EA | N/A | N/A | 179.2 | All Commercial Customers | 0% | 5% | 5% | 170.24 | 171.5264 | 6-11 of Same Item 10% off ¦ 12+ of same Item 15% off | 7 days | Destination | USA
540-16 | Ultra Tech | 759 | UT-0759 | N/A | ADA Compliant Detectable Warning Pads, 2'x3', Retrofit - Black | Ultra-ADA Pads® are the BEST ADA Compliant Pads Available! Ultra-ADA Pads are designed for the visually impaired to feel the raised, truncated domes with their feet. This, in combination with the tapping cane, can alert them to a different surface than the surrounding concrete sidewalk and an upcoming intersection.These retrofit mats glue to a pre-formed surface. | EA | N/A | N/A | 107.2 | All Commercial Customers | 0% | 5% | 5% | 101.84 | 102.6096 | 6-11 of Same Item 10% off ¦ 12+ of same Item 15% off | 7 days | Destination | USA
540-16 | Ultra Tech | 760 | UT-0760 | N/A | ADA Compliant Detectable Warning Pads, 2'x2', Retrofit - Brick Red | Ultra-ADA Pads® are the BEST ADA Compliant Pads Available! Ultra-ADA Pads are designed for the visually impaired to feel the raised, truncated domes with their feet. This, in combination with the tapping cane, can alert them to a different surface than the surrounding concrete sidewalk and an upcoming intersection.These retrofit mats glue to a pre-formed surface. | EA | N/A | N/A | 72 | All Commercial Customers | 0% | 5% | 5% | 68.4 | 68.9169 | 6-11 of Same Item 10% off ¦ 12+ of same Item 15% off | 7 days | Destination | USA
540-16 | Ultra Tech | 762 | UT-0762 | N/A | ADA Compliant Detectable Warning Pads, 2'x5', Retrofit - Safety Red | Ultra-ADA Pads® are the BEST ADA Compliant Pads Available! Ultra-ADA Pads are designed for the visually impaired to feel the raised, truncated domes with their feet. This, in combination with the tapping cane, can alert them to a different surface than the surrounding concrete sidewalk and an upcoming intersection.These retrofit mats glue to a pre-formed surface. | EA | N/A | N/A | 179.2 | All Commercial Customers | 0% | 5% | 5% | 170.24 | 171.5264 | 6-11 of Same Item 10% off ¦ 12+ of same Item 15% off | 7 days | Destination | USA
540-16 | Ultra Tech | 763 | UT-0763 | N/A | ADA Compliant Detectable Warning Pads, 2'x3', Retrofit - Brick Red | Ultra-ADA Pads® are the BEST ADA Compliant Pads Available! Ultra-ADA Pads are designed for the visually impaired to feel the raised, truncated domes with their feet. This, in combination with the tapping cane, can alert them to a different surface than the surrounding concrete sidewalk and an upcoming intersection.These retrofit mats glue to a pre-formed surface. | EA | N/A | N/A | 107.2 | All Commercial Customers | 0% | 5% | 5% | 101.84 | 102.6096 | 6-11 of Same Item 10% off ¦ 12+ of same Item 15% off | 7 days | Destination | USA
540-16 | Ultra Tech | 765 | UT-0765 | N/A | ADA Compliant Detectable Warning Pads, 2'x2', Retrofit - Safety Red | Ultra-ADA Pads® are the BEST ADA Compliant Pads Available! Ultra-ADA Pads are designed for the visually impaired to feel the raised, truncated domes with their feet. This, in combination with the tapping cane, can alert them to a different surface than the surrounding concrete sidewalk and an upcoming intersection.These retrofit mats glue to a pre-formed surface. | EA | N/A | N/A | 72 | All Commercial Customers | 0% | 5% | 5% | 68.4 | 68.9169 | 6-11 of Same Item 10% off ¦ 12+ of same Item 15% off | 7 days | Destination | USA
540-16 | Ultra Tech | 766 | UT-0766 | N/A | ADA Compliant Detectable Warning Pads, 2'x3', Retrofit - Safety Red | Ultra-ADA Pads® are the BEST ADA Compliant Pads Available! Ultra-ADA Pads are designed for the visually impaired to feel the raised, truncated domes with their feet. This, in combination with the tapping cane, can alert them to a different surface than the surrounding concrete sidewalk and an upcoming intersection.These retrofit mats glue to a pre-formed surface. | EA | N/A | N/A | 107.2 | All Commercial Customers | 0% | 5% | 5% | 101.84 | 102.6096 | 6-11 of Same Item 10% off ¦ 12+ of same Item 15% off | 7 days | Destination | USA
540-16 | Ultra Tech | 768 | UT-0768 | N/A | ADA Compliant Detectable Warning Pads, 2'x5', Retrofit - Brick Red | Ultra-ADA Pads® are the BEST ADA Compliant Pads Available! Ultra-ADA Pads are designed for the visually impaired to feel the raised, truncated domes with their feet. This, in combination with the tapping cane, can alert them to a different surface than the surrounding concrete sidewalk and an upcoming intersection.These retrofit mats glue to a pre-formed surface. | EA | N/A | N/A | 179.2 | All Commercial Customers | 0% | 5% | 5% | 170.24 | 171.5264 | 6-11 of Same Item 10% off ¦ 12+ of same Item 15% off | 7 days | Destination | USA
540-16 | Ultra Tech | 770 | UT-0770 | N/A | Adhesive for Retrofit ADA Pads | Ultra-ADA Pads® are the BEST ADA Compliant Pads Available! Ultra-ADA Pads are designed for the visually impaired to feel the raised, truncated domes with their feet. This, in combination with the tapping cane, can alert them to a different surface than the surrounding concrete sidewalk and an upcoming intersection.These retrofit mats glue to a pre-formed surface. | EA | N/A | N/A | 14.4 | All Commercial Customers | 0% | 5% | 5% | 13.68 | 13.7834 | 6-11 of Same Item 10% off ¦ 12+ of same Item 15% off | 7 days | Destination | USA
540-16 | UltraTech | 801 | UT-0801 | N/A | UltraTech 0801 Spill King With Drum Pallet, No Drain | UltraTech 0801 Spill King drum pallet which is without a drain. Features: 85 gallons containment capacity. 6500 lbs static uniformly distributed load. 4-way forklift access. For drum use only (4 drum capacity). Drums can be easily rotated and replaced with the forkliftable deck. Includes Rugged polyethylene construction. Only 55 gallon steel drum with equal height. In compliance with SPCC, EPA Container Storage Regulation 40 CFR 264.175 and UFC Spill Containment Regulations. | EA | N/A | N/A | 486.4 | All Commercial Customers | 0% | 5% | 5% | 462.08 | 465.5718 | 6-11 of Same Item 10% off ¦ 12+ of same Item 15% off | 7 days | Destination | USA
540-16 | Ultra Tech | 802 | UT-0802 | N/A | Super Drum Spill Pallet with Drain, 4-Drum Spill King, 85 gallon sump | Ultra Spill King Spill Containment Pallets combines Material Handling capabilities with spill control. Ultra-Spill King features a removable deck with 4-way forklift access. Combined with its 85 gallon containment sump, drum handling and storage have never been safer. Rugged polyethylene construction features a 6500 pound static load capacity. Place Spill King basins in strategic areas - drums can be easily rotated and replaced with the forkliftable deck. Meets SPCC, EPA Container Storage Regulation 40 CFR 264.175 and UFC Spill Containment Regulations. Safely double-stack drums to optimize valuable floor space. Note: Only 55 gallon steel drum with equal height are permitted on the lower level. Polyethylene drums may be placed on the upper level only. ULTRA-SPILL KING Drum Pallet and Sump Part# UT-0802:with drain Dimensions: 51" x 51" x 17 1/2" (1295 mm x 1295 mm x 445 mm) Weight: 110 lbs. (50 kg) Uniformly Distributed Load: 6,500 lbs. (2,955 kg) static Containment Capacity: 85 gallons (322 L) Compliance: 40 CFR 264.175 and SPCC. Typically ships from Florida. Call (888) 322-5722 for availability. Compliance 40 CFR 264.175 and SPCC Chemical Compatibility | EA | N/A | N/A | 505.6 | All Commercial Customers | 0% | 5% | 5% | 480.32 | 483.9496 | 6-11 of Same Item 10% off ¦ 12+ of same Item 15% off | 7 days | Destination | USA
540-16 | Ultra Tech | 860 | UT-0860 | N/A | [S], Dark Green | Utility Box, 15 cubic foot capacity, no wheels, Yellow | EA | N/A | N/A | 424 | All Commercial Customers | 0% | 5% | 5% | 402.8 | 405.8438 | 6-11 of Same Item 10% off ¦ 12+ of same Item 15% off | 7 days | Destination | USA
540-16 | Ultra Tech | 861 | UT-0861 | N/A | [S], Orange | Utility Box, 15 cubic foot capacity, no wheels, Yellow | EA | N/A | N/A | 424 | All Commercial Customers | 0% | 5% | 5% | 402.8 | 405.8438 | 6-11 of Same Item 10% off ¦ 12+ of same Item 15% off | 7 days | Destination | USA
540-16 | Ultra Tech | 862 | UT-0862 | N/A | Utility Box Storage Chest, 15 cubic foot, No Wheels | Utility Box, 15 cubic foot capacity, no wheels, Yellow | EA | N/A | N/A | 424 | All Commercial Customers | 0% | 5% | 5% | 402.8 | 405.8438 | 6-11 of Same Item 10% off ¦ 12+ of same Item 15% off | 7 days | Destination | USA
540-16 | Ultra Tech | 863 | UT-0863 | N/A | [S], Dark Green | Versatile Utility Box Can Be Used For Spill Kits, Storage Bins and Much More! Product Features: Utility Box, 15 cubic foot capacity, 5" hard wheels. All-purpose polyethylene storage chest locks out the elements. This versatile, durable utility chest provides 15 cubic feet of lock-able, movable dry storage and is ready for years of all-purpose service. Hinged lid closes tightly to keep out water and dirt; ideal for indoor or outdoor use Large, 15 cu. ft. capacity. Forkliftable and lockable. Heavy-duty, double-walled lid is sloped to shed rain. Can be forklifted for easy transportation when fully-loaded Rounded lid keeps water and debris from accumulating on top of chest UV-inhibited polyethylene construction is weather-resistant, lasts for years Style: Mounted on 5" solid rubber wheels for rolling over smooth surfaces like pavement and indoor floors Style: Mounted on 8" pneumatic wheels for rolling over rough surfaces and uneven ground Dimensions (Interior): 43.5" L x 25" H x 24" W Style: Wheel(s): 5" Solid Rubber, 2 Rigid and 2 Swivel w/ Brake Large, 15 cu. ft. capacity. Forkliftable and lockable. Heavy-duty, double-walled lid is sloped to shed rain. | EA | N/A | N/A | 580.8 | All Commercial Customers | 0% | 5% | 5% | 551.76 | 555.9295 | 6-11 of Same Item 10% off ¦ 12+ of same Item 15% off | 7 days | Destination | USA
540-16 | Ultra Tech | 864 | UT-0864 | N/A | [S], Orange | Versatile Utility Box Can Be Used For Spill Kits, Storage Bins and Much More! Product Features: Utility Box, 15 cubic foot capacity, 5" hard wheels. All-purpose polyethylene storage chest locks out the elements. This versatile, durable utility chest provides 15 cubic feet of lock-able, movable dry storage and is ready for years of all-purpose service. Hinged lid closes tightly to keep out water and dirt; ideal for indoor or outdoor use Large, 15 cu. ft. capacity. Forkliftable and lockable. Heavy-duty, double-walled lid is sloped to shed rain. Can be forklifted for easy transportation when fully-loaded Rounded lid keeps water and debris from accumulating on top of chest UV-inhibited polyethylene construction is weather-resistant, lasts for years Style: Mounted on 5" solid rubber wheels for rolling over smooth surfaces like pavement and indoor floors Style: Mounted on 8" pneumatic wheels for rolling over rough surfaces and uneven ground Dimensions (Interior): 43.5" L x 25" H x 24" W Style: Wheel(s): 5" Solid Rubber, 2 Rigid and 2 Swivel w/ Brake Large, 15 cu. ft. capacity. Forkliftable and lockable. Heavy-duty, double-walled lid is sloped to shed rain. | EA | N/A | N/A | 580.8 | All Commercial Customers | 0% | 5% | 5% | 551.76 | 555.9295 | 6-11 of Same Item 10% off ¦ 12+ of same Item 15% off | 7 days | Destination | USA
540-16 | Ultra Tech | 865 | UT-0865 | N/A | Utility Box, 15 cubic foot, 5" wheels | Versatile Utility Box Can Be Used For Spill Kits, Storage Bins and Much More! Product Features: Utility Box, 15 cubic foot capacity, 5" hard wheels. All-purpose polyethylene storage chest locks out the elements. This versatile, durable utility chest provides 15 cubic feet of lock-able, movable dry storage and is ready for years of all-purpose service. Hinged lid closes tightly to keep out water and dirt; ideal for indoor or outdoor use Large, 15 cu. ft. capacity. Forkliftable and lockable. Heavy-duty, double-walled lid is sloped to shed rain. Can be forklifted for easy transportation when fully-loaded Rounded lid keeps water and debris from accumulating on top of chest UV-inhibited polyethylene construction is weather-resistant, lasts for years Style: Mounted on 5" solid rubber wheels for rolling over smooth surfaces like pavement and indoor floors Style: Mounted on 8" pneumatic wheels for rolling over rough surfaces and uneven ground Dimensions (Interior): 43.5" L x 25" H x 24" W Style: Wheel(s): 5" Solid Rubber, 2 Rigid and 2 Swivel w/ Brake Large, 15 cu. ft. capacity. Forkliftable and lockable. Heavy-duty, double-walled lid is sloped to shed rain. | EA | N/A | N/A | 580.8 | All Commercial Customers | 0% | 5% | 5% | 551.76 | 555.9295 | 6-11 of Same Item 10% off ¦ 12+ of same Item 15% off | 7 days | Destination | USA
540-16 | UltraTech | 866 | UT-0866 | N/A | UltraTech 0866 Utility Box, 15 cubic foot, 8" pneumatic wheels, Forest Green | UltraTech 0866 is suitable for use in storage bins, spill kits and more. Features: Large, 15 cu. ft. capacity. Forkliftable and lockable. Heavy-duty, double-walled lid is sloped to shed rain. Weight Capacity: 350 lbs. Optional casters available. Available in forest green, safety orange and yellow. | EA | N/A | N/A | 729.6 | All Commercial Customers | 0% | 5% | 5% | 693.12 | 698.3577 | 6-11 of Same Item 10% off ¦ 12+ of same Item 15% off | 7 days | Destination | USA
540-16 | UltraTech | 868 | UT-0868 | N/A | UltraTech 0868 Utility Box, 15 cubic foot, 8" pneumatic wheels, Yellow | UltraTech 0868 is a versatile utility box suitable as storage bins, spill kits and more. Features: Length -û 48 inches. Width -û 31 inches. Height - 41 -+ inches. Weight Capacity: 350 lbs. Capacity/Cubic Feet - 15. Available colors -û orange, yellow, safety, forest green. Includes a heavy duty double walled lid. The lid has a slop to shed rain. Optional casters available. Polyethylene construction. | EA | N/A | N/A | 729.6 | All Commercial Customers | 0% | 5% | 5% | 693.12 | 698.3577 | 6-11 of Same Item 10% off ¦ 12+ of same Item 15% off | 7 days | Destination | USA
540-16 | Ultra Tech | 1001 | UT-1001 | N/A | Ultra Drum Spill Pallet with Drain, Yellow, 4-Drum | UltraTech Drum Spill Pallets are Built for Heavy Loads And Convenient Handling. High load capacity; 6,000 lbs. for 4-Drum Model, 3,000 lbs. for 2-Drum Model. Bright, safety yellow sidewalls are translucent, offering convenient visual leak detection. 100% polyethylene construction; compatible with a broad range of chemicals, including acids and corrosives. Meets SPCC, EPA Container Storage Regulation 40 CFR 264.175 and UFC Spill Containment Regulations. Ultra-Spill Pallet P4 Part# UT-1001: with drain Dimensions: 53" x 53" x 11 3/4" (1347 mm x 1347 mm x 299 mm) Weight: 90 lbs. (41 kg) Containment Capacity: 66 gallons (250 L) Uniformly Distributed Load: 6,000 lbs. (2722 kg) Product Data Sheet Compliance: 40 CFR 264.175 and SPCC Chemical Compatibility Guide. Typically ships from Florida. Call (888) 322-5722 for availability. | EA | N/A | N/A | 427.2 | All Commercial Customers | 0% | 5% | 5% | 405.84 | 408.9068 | 6-11 of Same Item 10% off ¦ 12+ of same Item 15% off | 7 days | Destination | USA
540-16 | Ultra Tech | 1006 | UT-1006 | N/A | Spill Pallet P4 Pull-over Cover for 4-Drum Spill Pallets, Yellow | Spill Pallet P4 Pull-over Cover (fits Part# UT-1113, UT-1001), Yellow, 4-Drum. Typically ships from Florida. Call (888) 322-5722 for availability. | EA | N/A | N/A | 257.6 | All Commercial Customers | 0% | 5% | 5% | 244.72 | 246.5693 | 6-11 of Same Item 10% off ¦ 12+ of same Item 15% off | 7 days | Destination | USA
540-16 | Ultra Tech | 1011 | UT-1011 | N/A | Ultra Drum Spill Pallet with Drain, Yellow, 2-Drum | UltraTech Drum Spill Pallets are Built for Heavy Loads And Convenient Handling High Load Capacity: 6,000 lbs. for 4-Drum Model, 3,000 lbs. for 2-Drum Model. Bright, safety yellow sidewalls are translucent, offering convenient visual leak detection. 100% Polyethylene Construction compatible with a broad range of chemicals, including acids and corrosives. Meets SPCC, EPA Container Storage Regulation 40 CFR 264.175 and UFC Spill Containment Regulations Ultra-Spill Pallet P2 Part# UT-1011: with drain Dimensions: 53" x 29" x 16 1/5" (1346 mm x 737 mm x 419 mm) Weight: 63 lbs. (29 kg) Containment Capacity: 66 gallons (250 L) Uniformly Distributed Load: 3,000 lbs. (1361 kg) Product Data Sheet Compliance: 40 CFR 264.175 and SPCC Chemical Compatibility Guide. Typically ships from Florida. Call (888) 322-5722 for availability. | EA | N/A | N/A | 326.4 | All Commercial Customers | 0% | 5% | 5% | 310.08 | 312.4232 | 6-11 of Same Item 10% off ¦ 12+ of same Item 15% off | 7 days | Destination | USA
540-16 | Ultra Tech | 1016 | UT-1016 | N/A | Spill Pallet P2 Pull-over Cover for 2-Drum Spill Pallets, Yellow | Spill Pallet P2 Pullover Cover (fits Part#UT-2505, UT-1011) Yellow, 2-Drum. Typically ships from Florida. Call (888) 322-5722 for availability. | EA | N/A | N/A | 211.2 | All Commercial Customers | 0% | 5% | 5% | 200.64 | 202.1562 | 6-11 of Same Item 10% off ¦ 12+ of same Item 15% off | 7 days | Destination | USA
540-16 | Ultra Tech | 1045 | UT-1045 | N/A | Ultra Drum Spill Tray | UltraTech's drum trays act as compliant secondary containers for smaller containers (under 20 gallons) and as basic spill catch basins for larger containers such as 30 and 55 gallon drums. Safely collect overflowing fluids and drips when filling drums, without allowing fluids to spill into the workspace. Not designed to permanently store large drums- choose a larger drum spill pallet to stay in compliance when storing drums and containers over 20 gallons. | EA | N/A | N/A | 94.4 | All Commercial Customers | 0% | 5% | 5% | 89.68 | 90.3577 | 6-11 of Same Item 10% off ¦ 12+ of same Item 15% off | 7 days | Destination | USA
540-16 | UltraTech | 1057 | UT-1057 | N/A | UltraTech 1057 IBC Spill Pallet, No Drain | UltraTech 1057 spill pallet with a drain. Features: Uniformly distributed load: 16000 lbs. Containment capacity: 400 gallons. Spill containment capacity of 400 gallons. Double stack IBC tanks and save valuable floor space. Polyethylene construction. Great chemical compatibility. 100 percent polyethylene construction. In compliance with 40 CFR 264.175 and SPCC. | EA | N/A | N/A | 1604.4 | All Commercial Customers | 0% | 5% | 5% | 1524.18 | 1535.6977 | 6-11 of Same Item 10% off ¦ 12+ of same Item 15% off | 7 days | Destination | USA
540-16 | UltraTech | 1061 | UT-1061 | N/A | UltraTech 1061 Spill Tray P4 - 16.75" x 21" x 4" | UltraTech 1061 ultra spill tray P4 is a versatile secondary containment. Features: Measures 17-1/8-inches length by 13-1/2-inches width. Suitable for use in research, laboratory, medical, and industrial facilities. Best suited for packages and small containers. Polyethylene construction. Safely stores bottles, beakers and other labware. Offers excellent chemical compatibility. Cleanup is easy and quick. | EA | N/A | N/A | 72 | All Commercial Customers | 0% | 5% | 5% | 68.4 | 68.9169 | 6-11 of Same Item 10% off ¦ 12+ of same Item 15% off | 7 days | Destination | USA
540-16 | Ultra Tech | 1113 | UT-1113 | N/A | Drum Spill Pallet P4 Economy Model with Drain, Black, 4-Drum | Spill Pallet P4 Economy Model with Drain, Black, 4-Drum. UltraTech Spill Pallets Economy Models have been developed specifically to meet tight budgets for spill containment products. Applications for the all-polyethylene units include satellite waste collection and storage of virgin chemicals. Black color helps hide dirt and grime. Removable grating - makes clean-up quick and easy. Meets SPCC, EPA Container Storage Regulation 40 CFR 264.175 and UFC Spill Containment Regulations. Dimensions: 53" x 53" x 11 3/4" (1347 mm x 1347 mm x 299 mm) Containment Capacity: 66 gallons (250 L) Uniformly Distributed Load: 3,000 lbs. (1361 kg). Typically ships from Florida. Call (888) 322-5722 for availability. | EA | N/A | N/A | 358.4 | All Commercial Customers | 0% | 5% | 5% | 340.48 | 343.0529 | 6-11 of Same Item 10% off ¦ 12+ of same Item 15% off | 7 days | Destination | USA
540-16 | UltraTech | 1118 | UT-1118 | N/A | UltraTech 1118 Assembly Kit, for Modular IBC Spill Pallet (Hole saw, arbor, set of 2 tightening tools) | UltraTech 1118 kit for use with Ultra-Modular IBC spill pallets. Features: Kit includes hole saw, arbor and set of (2) tightening tools. Kit includes hole saw. | EA | N/A | N/A | 110.4 | All Commercial Customers | 0% | 5% | 5% | 104.88 | 105.6725 | 6-11 of Same Item 10% off ¦ 12+ of same Item 15% off | 7 days | Destination | USA
540-16 | UltraTech | 1131 | UT-1131 | N/A | UltraTech 1131 T-Strip, 26" (Use 2 for Long Sides) | UltraTech 1131 is of 26 inches length. Features: 26 inches length. T-strip. Ultra-Spill. | EA | N/A | N/A | 6.8 | All Commercial Customers | 0% | 5% | 5% | 6.46 | 6.5088 | 6-11 of Same Item 10% off ¦ 12+ of same Item 15% off | 7 days | Destination | USA
540-16 | UltraTech | 1161 | UT-1161 | N/A | UltraTech 1161 IBC Hard Top, With Drain | UltraTech IBC hard top spill pallet with a drain. Features: Measures 64-1/2-inches length by 62-inches width by 96-inches height. 360 Gallons containment capacity. 8500 pounds uniformly distributed load. Protection from unauthorized access and environment. 100 percent re-cycled content. Upper roll top door and lower swing-out doors. Low profile (28-inches height). This is all-polyethylene design will not rust or corrode. Fork-liftable and easily lockable. | EA | N/A | N/A | 2511.6 | All Commercial Customers | 0% | 5% | 5% | 2386.02 | 2404.0504 | 6-11 of Same Item 10% off ¦ 12+ of same Item 15% off | 7 days | Destination | USA
540-16 | UltraTech | 1175 | UT-1175 | N/A | UltraTech 1175 Spill Deck P6: One-Piece 6-drum Spill Deck | UltraTech 1175 is one piece containment suitable for 6 drums. Features: Measures 74-1/4-inches length by 50-inches width by 5-1/4-inches height. 66 Gallons containment capacity. 1,500 pounds per drum UDL. Perfect for satellite collection of hazardous wastes or storage of virgin chemicals. One-piece, molded sump. 100 percent re-cycled content. In compliance with SPCC, EPA Container Storage Regulation 40 CFR 264.175, and UFC Spill Containment Regulations. Elevated 2-feet by 4-feet black grates. Polyethylene grates feature slip resistant, "diamond plate" surface design. | EA | N/A | N/A | 411.2 | All Commercial Customers | 0% | 5% | 5% | 390.64 | 393.5919 | 6-11 of Same Item 10% off ¦ 12+ of same Item 15% off | 7 days | Destination | USA
540-16 | UltraTech | 1326 | UT-1326 | N/A | UltraTech 1326 Spill Deck P6 - Fluorinated | UltraTech 1326 is a deck spill deck that offers spill containment for 6, 55 gallon drums. Features: Made of polyethylene which has gone through fluorination process. No installed drain. Can withstand harsh chemicals. Available in light blue color which makes it different from normal pallet. | EA | N/A | N/A | 945.6 | All Commercial Customers | 0% | 5% | 5% | 898.32 | 905.1083 | 6-11 of Same Item 10% off ¦ 12+ of same Item 15% off | 7 days | Destination | USA
540-16 | UltraTech | 1341 | UT-1341 | N/A | UltraTech 1341 Spill Pallet P4 Flexible Model, No Drain, Yellow | UltraTech 1345 is a flexible ultra spill pallet is without a drain. Features: Measures 48-inches length by 48-inches width by 7-inches height. 66 Gallons containment capacity. 2 and 4 drum configurations available. 2400 pounds uniformly distributed load capacity. In compliance with Meets SPCC, EPA Container Storage Regulation 40 CFR. 264.175, and UFC Spill Containment Regulations. Economical spill containment for 55-gallon drums. Polyethylene, horizontal deck/platform. Lowest cost containment pallet. 24 Mil PVC material - folds/rolls down for easy storage. Better flexibility in case of storage. | EA | N/A | N/A | 336 | All Commercial Customers | 0% | 5% | 5% | 319.2 | 321.6121 | 6-11 of Same Item 10% off ¦ 12+ of same Item 15% off | 7 days | Destination | USA
540-16 | UltraTech | 1346 | UT-1346 | N/A | UltraTech 1346 Spill Pallet P4 Flexible Model, With Drain, Yellow | UltraTech 1346 is a flexible ultra spill pallet with a drain. Features: Measures 48-inches length by 48-inches width by 7-inches height. 2400 pounds uniformly distributed load. Lowest cost spill containment pallet. Great flexibility in shipping and storage. 66 Gallons containment capacity. Effective spill containment for 55-gallon drums. In compliance with SPCC, EPA Container Storage Regulation 40 CFR 264.175, and UFC Spill Containment Regulations. capacity. | EA | N/A | N/A | 358.4 | All Commercial Customers | 0% | 5% | 5% | 340.48 | 343.0529 | 6-11 of Same Item 10% off ¦ 12+ of same Item 15% off | 7 days | Destination | USA
540-16 | UltraTech | 1350 | UT-1350 | N/A | UltraTech 1350 Spill Deck P1, Flexible Model | UltraTech 1350 Ultra-Spill deck is low cost spill containment which helps in meeting regulations. Features: Measures 24-inches length by 24-inches width by 2-1/2-inches height. 5.5 Gallons containment capacity. Profile, low cost spill containment. Outer yellow sump. 100 percent re-cycled content. 18.5 ounces PVC material. In compliance with SPCC, EPA Container Storage Regulation 40 CFR 264.175, and UFC Spill Containment Regulations. Decks can be connected with optional Bulkhead Fittings/. 6000 pounds uniformly distributed load capacity. Quick and easy to assemble. | EA | N/A | N/A | 132.8 | All Commercial Customers | 0% | 5% | 5% | 126.16 | 127.1134 | 6-11 of Same Item 10% off ¦ 12+ of same Item 15% off | 7 days | Destination | USA
540-16 | UltraTech | 1351 | UT-1351 | N/A | UltraTech 1351 Spill Deck P2, Flexible Model | UltraTech 1351 Ultra-Spill deck is low cost spill containment which helps in meeting regulations. Features: Measures 24-inches length by 48-inches width by 2-1/2-inches height. 11 Gallons containment capacity. Profile, low cost spill containment. Outer yellow sump. 100 percent re-cycled content. 18.5 ounces PVC material. In compliance with SPCC, EPA Container Storage Regulation 40 CFR 264.175, and UFC Spill Containment Regulations. Decks can be connected with optional Bulkhead Fittings/. 6000 pounds uniformly distributed load capacity. Quick and easy to assemble. | EA | N/A | N/A | 212.8 | All Commercial Customers | 0% | 5% | 5% | 202.16 | 203.6877 | 6-11 of Same Item 10% off ¦ 12+ of same Item 15% off | 7 days | Destination | USA
540-16 | UltraTech | 1352 | UT-1352 | N/A | UltraTech 1352 Spill Deck P4, Flexible Model | UltraTech 1352 Ultra-Spill deck is low cost spill containment which helps in meeting regulations. Features: Measures 48-inches length by 48-inches width by 2-1/2-inches height. 22 Gallons containment capacity. Profile, low cost spill containment. Outer yellow sump. 100 percent re-cycled content. 18.5 ounces PVC material. In compliance with SPCC, EPA Container Storage Regulation 40 CFR 264.175, and UFC Spill Containment Regulations. Decks can be connected with optional Bulkhead Fittings/. 6000 pounds uniformly distributed load capacity. Quick and easy to assemble. | EA | N/A | N/A | 324.8 | All Commercial Customers | 0% | 5% | 5% | 308.56 | 310.8917 | 6-11 of Same Item 10% off ¦ 12+ of same Item 15% off | 7 days | Destination | USA
540-16 | UltraTech | 1473 | UT-1473 | N/A | UltraTech 1473 Bulkhead Fitting 3/4"- Fluorinated for Spill Deck | UltraTech 1473 offers fluorinated bulkhead fitting. Features: 3/4-inches size. Suitable for Ultra-Spill deck fluorinated models. Offers Fluorinated bulkhead fitting. | EA | N/A | N/A | 14.4 | All Commercial Customers | 0% | 5% | 5% | 13.68 | 13.7834 | 6-11 of Same Item 10% off ¦ 12+ of same Item 15% off | 7 days | Destination | USA
540-16 | Ultra Tech | 1521 | UT-1521 | N/A | I-Beam Protector, 42" Yellow Polyethylene Bumper Guard | Ultra I-beam Protectors Stop Costly Damage To Facility I-Beams from Forklifts, Pallet Jacks and other equipment. HDPE Polyethylene bumper guard attaches securely to I-Beam. Order 1, 2, 3, or 4 per I-beam depending on your needs. Dimensions: 7 1/2" x 8 1/2" x 42" (190 mm x 216 mm x 1,067 mm) Modular Design; Use one Protector for each flange of I-beam (we suggest 4 per i-beam). Allows installation on beams obstructed by walls or other structures. Four Protector units completely cover I-beam. Install multiple units in a & "stacked"; mode for higher protection from scissor-lifts, raised forklifts and other high-reaching equipment. All polyethylene design; no painting or maintenance required for upkeep. Specially designed groove allows for quick and easy installation. No straps or fasteners required. Molded groove simply slides onto I-beam, gripssecurely. Click here for Instructions. Typically ships from Florida. Call (888) 322-5722 for availability. | EA | N/A | N/A | 56 | All Commercial Customers | 0% | 5% | 5% | 53.2 | 53.602 | 6-11 of Same Item 10% off ¦ 12+ of same Item 15% off | 7 days | Destination | USA
540-16 | Ultra Tech | 1522 | UT-1522 | N/A | Wall Protector, 48" Yellow Polyethylene Bumper Guard | Ultra Wall Protectors Stop Costly Damage To Facility Walls. Polyethylene bumper guards prevent damage to buildings. Dimensions: 2" x 6" x 48" (51 mm x 152 mm x 1219 mm) Help increase plant safety and reduce facility maintenance costs. Safety yellow, HDPE polyethylene unit maintains appearance without constant upkeep. Polyethylene resists dents, scratches and other damage; no maintenance required. Hardware kit is included to make installation into any wall surface quick and easy. Safety Yellow Color Product Instructions. Typically ships from Florida. Call (888) 322-5722 for availability. | EA | N/A | N/A | 49.6 | All Commercial Customers | 0% | 5% | 5% | 47.12 | 47.4761 | 6-11 of Same Item 10% off ¦ 12+ of same Item 15% off | 7 days | Destination | USA
540-16 | UltraTech | 1554 | UT-1554 | N/A | UltraTech 1554 Smoke Stop Roman Column Model | UltraTech ultra smoke stop keeps all areas clear of cigarettes. Features: Measures 13-1/2-inches length by 13-1/2-inches width by 38-1/2-inches height. All fiberglass construction. 100 percent re-cycled content. Corrosion and water resistant. Fire-retardant additive in fiberglass. Corrosion and weather resistant. | EA | N/A | N/A | 184 | All Commercial Customers | 0% | 5% | 5% | 174.8 | 176.1209 | 6-11 of Same Item 10% off ¦ 12+ of same Item 15% off | 7 days | Destination | USA
540-16 | UltraTech | 1782 | UT-1782 | N/A | UltraTech 1782 Optional Drainage Hose, 25', for Drip Diverters | UltraTech 1782 is a drainage hose for ultra roof drip diverter. Features: 25-feet length. Green color. Drainage hose. | EA | N/A | N/A | 38.4 | All Commercial Customers | 0% | 5% | 5% | 36.48 | 36.7557 | 6-11 of Same Item 10% off ¦ 12+ of same Item 15% off | 7 days | Destination | USA
540-16 | UltraTech | 1785 | UT-1785 | N/A | UltraTech 1785 Roof Drip Diverter 5' x 5' | UltraTech 1785 is a roof drip which works well to catch all roof leaks. It helps to divert away all such leaks from expensive office equipment. Features: Measures 5-feet length by 5-feet width. Lightweight material. Flame resistant material. Large vinyl coated fabric. Helps in catching leaks. Channels all leaks to hose hook up. There are heavy duty grommets in every corner. Easy and quick installation. | EA | N/A | N/A | 60.8 | All Commercial Customers | 0% | 5% | 5% | 57.76 | 58.1965 | 6-11 of Same Item 10% off ¦ 12+ of same Item 15% off | 7 days | Destination | USA
540-16 | UltraTech | 1787 | UT-1787 | N/A | UltraTech 1787 Roof Drip Diverter 10' x 10' | UltraTech 1787 is a roof drip which works well to catch all roof leaks. It helps to divert away all such leaks from expensive office equipment. Features: Measures 10-feet length by 10-feet width. Lightweight material. Flame resistant material. Large vinyl coated fabric. Helps in catching leaks. Channels all leaks to hose hook up. There are heavy duty grommets in every corner. Easy and quick installation. | EA | N/A | N/A | 145.6 | All Commercial Customers | 0% | 5% | 5% | 138.32 | 139.3652 | 6-11 of Same Item 10% off ¦ 12+ of same Item 15% off | 7 days | Destination | USA
540-16 | UltraTech | 1788 | UT-1788 | N/A | UltraTech 1788 Roof Drip Diverter 12' x 12' | UltraTech 1788 is a roof drip which works well to catch all roof leaks. It helps to divert away all such leaks from expensive office equipment. Features: Measures 12-feet length by 12-feet width. Lightweight material. Flame resistant material. Large vinyl coated fabric. Helps in catching leaks. Channels all leaks to hose hook up. There are heavy duty grommets in every corner. Easy and quick installation. | EA | N/A | N/A | 171.2 | All Commercial Customers | 0% | 5% | 5% | 162.64 | 163.869 | 6-11 of Same Item 10% off ¦ 12+ of same Item 15% off | 7 days | Destination | USA
540-16 | UltraTech | 1789 | UT-1789 | N/A | UltraTech 1789 Roof Drip Diverter 15' x 15' | UltraTech 1789 is a roof drip which works well to catch all roof leaks. It helps to divert away all such leaks from expensive office equipment. Features: Measures 15-feet length by 15-feet width. Lightweight material. Flame resistant material. Large vinyl coated fabric. Helps in catching leaks. Channels all leaks to hose hook up. There are heavy duty grommets in every corner. Easy and quick installation. | EA | N/A | N/A | 257.6 | All Commercial Customers | 0% | 5% | 5% | 244.72 | 246.5693 | 6-11 of Same Item 10% off ¦ 12+ of same Item 15% off | 7 days | Destination | USA
540-16 | Ultra Tech | 1800 | UT-1800 | N/A | Small 3' Sidewinder Cord Cover/ Cable Protector | Protect Cords And Cables And Avoid Dangerous Tripping Hazards! A cable cover like no other, the Ultra-Sidewinder provides a safe, convenient and effective way to cover electrical cords. Duct tape leaves messy residue. Rugs and carpet segments are a fire hazard. The Ultra-Sidewinder Cable Protection System is an innovative new solution for protecting cables run across a floor. The new design articulates left and right-- allowing the system to turn corners and adapt to the layout of the room, while maintaining full protection for the cables and trip protection for pedestrians. Cables can be left in the system for the ultimate in portability, or left in place indefinitely. There is no longer a compromise between safety and flexibility. Ultra-Sidewinder, 3 Foot modular system with end caps, Black and Yellow. Holds 1 cable or cord. Purchase additional segments to lengthen this cord cover until is is precisely the length you need! The Ultra Sidewinder Cable Protection System uses modular links that attach together in a movable, strong cable guard. Cover precious hoses, cables and cords while at the same time preventing dangerous tripping hazards. Supportive ribs allow vehicles (with pneumatic tires) to safely drive over the guard. Made of lightweight ABS plastic. Easy to see, easy to use. Chosen as Product of the Year in 2011. Articulating pieces offer flexible design - curves, corners and s-curves are easily made while maintaining a completely flat profile. Modular design makes it easy to reconfigure, repair, and replace targeted segments, even while the cable remains connected. Simple installation - no tools required. Fully customizable length by adding additional sections as needed. Black and yellow color provides additional "safety tape" type visual warning. Also available in all black, gray and brown to complement any floor (small size only. Call for details.) Load Capacity: 2,000 lbs./in2 (140.6 kg./cm2) Load Capacity per axle: 32,000 lbs. (14,515 kg.) 3-Foot System with Endcaps 40" L x 3" W x 3/4" H (1,067 mm x 76 mm x 19 mm) 1.5 lbs. (0.7 kg) Internal channel opening - 3/4"W x 3/8"H (19mm x 9.5mm) - large enough for a Features It protects from trips when you step on a round cord and it rolls under your foot. The rubber feet on the bottom keep it from sliding when stepped on. It protects you if you kick the cord. A cord that does not move when kicked creates a trip hazard. The Ultra-Sidewinder is designed to give when kicked to minimize the hazard. Cords can loop up and not sit flat on the floor. This creates an opening for one?s foot to get hooked into and cause a trip or fall. The Ultra-Sidewinder covers the cords and eliminates this concern. Complies with 29 CFR 1910 | EA | N/A | N/A | 33.6 | All Commercial Customers | 0% | 5% | 5% | 31.92 | 32.1612 | 6-11 of Same Item 10% off ¦ 12+ of same Item 15% off | 7 days | Destination | USA
540-16 | Ultra Tech | 1801 | UT-1801 | N/A | Small Sidewinder Cable Protector, 1 Foot Extension, Each | Small Sidewinder Cable Protector, 1 Foot Extension segment. Simple "snap in" assembly means that you can attach as many of the pieces as you need to reach your desired cable-cover length. Sold in 1 foot segments or in the original 3' section. Enlarge your Small Ultra-Sidewinder modular cable cover with additional 1 foot segments. Holds 1 cable or extension cord. These additional segments can be ordered in 1 foot increments to lengthen the standard (3 foot) cord cover until is is precisely the length you need. (It's not necessary to use the entire 1' segment.) 1-foot additional segments are designed to lengthen a small-size Sidewinder cable cover. Load Capacity: 2000 lbs./in2 Load Capacity per axle: 32,000 lbs. 12" L x 3" W x 3/4" H Internal channel opening - 3/4"W x 3/8"H (19mm x 9.5mm) Features It protects from trips when you step on a round cord and it rolls under your foot. The rubber feet on the bottom keep it from sliding when stepped on. It protects you if you kick the cord. A cord that does not move when kicked creates a trip hazard. The Ultra-Sidewinder is designed to give when kicked to minimize the hazard. Cords can loop up and not sit flat on the floor. This creates an opening for one?s foot to get hooked into and cause a trip or fall. The Ultra-Sidewinder covers the cords and eliminates this concern. Complies with 29 CFR 1910 | EA | N/A | N/A | 12.48 | All Commercial Customers | 0% | 5% | 5% | 11.856 | 11.9456 | 6-11 of Same Item 10% off ¦ 12+ of same Item 15% off | 7 days | Destination | USA
540-16 | Ultra Tech | 1820 | UT-1820 | N/A | Full length 24' Sidewinder Cord Cover/ Cable Protector | Protect Cords And Cables And Avoid Dangerous Tripping Hazards! A cable cover like no other, the Ultra-Sidewinder provides a safe, convenient and effective way to cover electrical cords. Duct tape leaves messy residue. Rugs and carpet segments are a fire hazard. The Ultra-Sidewinder Cable Protection System is an innovative new solution for protecting cables run across a floor. The new design articulates left and right-- allowing the system to turn corners and adapt to the layout of the room, while maintaining full protection for the cables and trip protection for pedestrians. Cables can be left in the system for the ultimate in portability, or left in place indefinitely. There is no longer a compromise between safety and flexibility. Ultra-Sidewinder, 24 foot modular system with end caps, Black and Yellow. Holds 1 cable or cord. Purchase additional segments to lengthen this cord cover until is is precisely the length you need! The Ultra Sidewinder Cable Protection System uses modular links that attach together in a movable, strong cable guard. Cover precious hoses, cables and cords while at the same time preventing dangerous tripping hazards. Supportive ribs allow vehicles (with pneumatic tires) to safely drive over the guard. Made of lightweight ABS plastic. Easy to see, easy to use. Chosen as Product of the Year in 2011. Articulating pieces offer flexible design - curves, corners and s-curves are easily made while maintaining a completely flat profile. Modular design makes it easy to reconfigure, repair, and replace targeted segments, even while the cable remains connected. Simple installation - no tools required. Fully customizable length by adding additional sections as needed. Black and yellow color provides additional "safety tape" type visual warning. Load Capacity: 2,000 lbs./in2 (140.6 kg./cm2) Load Capacity per axle: 32,000 lbs. (14,515 kg.) 24-Foot System with Endcaps 288" L x 3" W x 3/4" H (1,067 mm x 76 mm x 19 mm) Internal channel opening - 3/4"W x 3/8"H (19mm x 9.5mm) - large enough for a Features It protects from trips when you step on a round cord and it rolls under your foot. The rubber feet on the bottom keep it from sliding when stepped on. It protects you if you kick the cord. A cord that does not move when kicked creates a trip hazard. The Ultra-Sidewinder is designed to give when kicked to minimize the hazard. Cords can loop up and not sit flat on the floor. This creates an opening for one?s foot to get hooked into and cause a trip or fall. The Ultra-Sidewinder covers the cords and eliminates this concern. Complies with 29 CFR 1910 | EA | N/A | N/A | 224 | All Commercial Customers | 0% | 5% | 5% | 212.8 | 214.4081 | 6-11 of Same Item 10% off ¦ 12+ of same Item 15% off | 7 days | Destination | USA
540-16 | Ultra Tech | 1830 | UT-1830 | N/A | Medium 3' Sidewinder Cord Cover/ Cable Protector | Protect Cords And Cables And Avoid Dangerous Tripping Hazards! A cable cover like no other, the Ultra-Sidewinder provides a safe, convenient and effective way to cover electrical cords. Duct tape leaves messy residue. Rugs and carpet segments are a fire hazard. The Ultra-Sidewinder Cable Protection System is an innovative new solution for protecting cables run across a floor. The new design articulates left and right-- allowing the system to turn corners and adapt to the layout of the room, while maintaining full protection for the cables and trip protection for pedestrians. Cables can be left in the system for the ultimate in portability, or left in place indefinitely. There is no longer a compromise between safety and flexibility. Ultra-Sidewinder, Medium width 3 Foot modular system. Holds 18 cables or extension cords, or 4 air hoses, or 3 (5/8") garden hoses. Purchase additional segments to lengthen this cord cover until is is precisely the length you need! The Ultra Sidewinder Cable Protection System uses modular links that attach together in a movable, strong cable guard. Cover precious hoses, cables and cords while at the same time preventing dangerous tripping hazards. Supportive ribs allow vehicles (with pneumatic tires) to safely drive over the guard. Made of lightweight ABS plastic. Easy to see, easy to use. Chosen as Product of the Year in 2011. Articulating pieces offer flexible design - curves, corners and s-curves are easily made while maintaining a completely flat profile. Modular design makes it easy to reconfigure, repair, and replace targeted segments, even while the cable remains connected. Simple installation - no tools required. Fully customizable length by adding additional sections as needed. Black and yellow color provides additional "safety tape" type visual warning. Load Capacity: 260 lbs./in2 (18.3 kg./cm2) Load Capacity per axle: 13,500 lbs. (6,123 kg.) 3-Foot System 40? x 9 3/4? x 1 3/8? (1,067 mm x 248 mm x 35 mm) Weight: 6.0 lbs. (2.7 kg) Internal channel opening - 3"W x 3/4"H (76mm x 19mm) Features It protects from trips when you step on a round cord and it rolls under your foot. The rubber feet on the bottom keep it from sliding when stepped on. It protects you if you kick the cord. A cord that does not move when kicked creates a trip hazard. The Ultra-Sidewinder is designed to give when kicked to minimize the hazard. Cords can loop up and not sit flat on the floor. This creates an opening for one?s foot to get hooked into and cause a trip or fall. The Ultra-Sidewinder covers the cords and eliminates this concern. Complies with 29 CFR 1910 | EA | N/A | N/A | 86 | All Commercial Customers | 0% | 5% | 5% | 81.7 | 82.3174 | 6-11 of Same Item 10% off ¦ 12+ of same Item 15% off | 7 days | Destination | USA
540-16 | Ultra Tech | 1831 | UT-1831 | N/A | Medium Sidewinder Cable Protector, 1 Foot Extension, Each | Medium Sidewinder Cable Protector, 1 Foot Extension segment. Simple "snap in" assembly means that you can attach as many of the pieces as you need to reach your desired cable-cover length. Sold in 1 foot segments or in the original 3' section. Enlarge your Medium Ultra-Sidewinder modular cable cover with additional 1 foot segments. Holds 18 cables or extension cords, or 4 air hoses, or 3 (5/8") garden hoses. These additional segments can be ordered in 1 foot increments to lengthen the standard (3 foot) cord cover until is is precisely the length you need. (It's not necessary to use the entire 1' segment.) 1-foot additional segments are designed to lengthen a medium-size Sidewinder cable cover. Load Capacity: 260 lbs./in2 (18.3 kg./cm2) Load Capacity per axle: 13,500 lbs. (6,123 kg.) 9 3/4? x 1 3/8? (248 mm x 35 mm) Internal channel opening - 3"W x 3/4"H (76mm x 19mm) Features It protects from trips when you step on a round cord and it rolls under your foot. The rubber feet on the bottom keep it from sliding when stepped on. It protects you if you kick the cord. A cord that does not move when kicked creates a trip hazard. The Ultra-Sidewinder is designed to give when kicked to minimize the hazard. Cords can loop up and not sit flat on the floor. This creates an opening for one?s foot to get hooked into and cause a trip or fall. The Ultra-Sidewinder covers the cords and eliminates this concern. Complies with 29 CFR 1910 | EA | N/A | N/A | 30.8 | All Commercial Customers | 0% | 5% | 5% | 29.26 | 29.4811 | 6-11 of Same Item 10% off ¦ 12+ of same Item 15% off | 7 days | Destination | USA
540-16 | Ultra Tech | 1832 | UT-1832 | N/A | Medium 3' Sidewinder Cord Cover/ Cable Protector - Black | Medium Sidewinder Cable Protector, 1 Foot Extension segment. Simple "snap in" assembly means that you can attach as many of the pieces as you need to reach your desired cable-cover length. Sold in 1 foot segments or in the original 3' section. Enlarge your Medium Ultra-Sidewinder modular cable cover with additional 1 foot segments. Holds 18 cables or extension cords, or 4 air hoses, or 3 (5/8") garden hoses. These additional segments can be ordered in 1 foot increments to lengthen the standard (3 foot) cord cover until is is precisely the length you need. (It's not necessary to use the entire 1' segment.) 1-foot additional segments are designed to lengthen a medium-size Sidewinder cable cover. Load Capacity: 260 lbs./in2 (18.3 kg./cm2) Load Capacity per axle: 13,500 lbs. (6,123 kg.) 9 3/4? x 1 3/8? (248 mm x 35 mm) Internal channel opening - 3"W x 3/4"H (76mm x 19mm) Features It protects from trips when you step on a round cord and it rolls under your foot. The rubber feet on the bottom keep it from sliding when stepped on. It protects you if you kick the cord. A cord that does not move when kicked creates a trip hazard. The Ultra-Sidewinder is designed to give when kicked to minimize the hazard. Cords can loop up and not sit flat on the floor. This creates an opening for one?s foot to get hooked into and cause a trip or fall. The Ultra-Sidewinder covers the cords and eliminates this concern. Complies with 29 CFR 1910 | EA | N/A | N/A | 86 | All Commercial Customers | 0% | 5% | 5% | 81.7 | 82.3174 | 6-11 of Same Item 10% off ¦ 12+ of same Item 15% off | 7 days | Destination | USA
540-16 | Ultra Tech | 1840 | UT-1840 | N/A | Large 3' Sidewinder Cord Cover/ Cable Protector | Protect Cords And Cables And Avoid Dangerous Tripping Hazards! A cable cover like no other, the Ultra-Sidewinder provides a safe, convenient and effective way to cover electrical cords. Duct tape leaves messy residue. Rugs and carpet segments are a fire hazard. The Ultra-Sidewinder Cable Protection System is an innovative new solution for protecting cables run across a floor. The new design articulates left and right-- allowing the system to turn corners and adapt to the layout of the room, while maintaining full protection for the cables and trip protection for pedestrians. Cables can be left in the system for the ultimate in portability, or left in place indefinitely. There is no longer a compromise between safety and flexibility. Ultra-Sidewinder, Large width 3 Foot modular system. Holds up to 32 cables or extension cords, or 8 air hoses, 3 garden hoses, or multiple large industrial cables (up to 1.5" thick). Purchase additional segments to lengthen this cord cover until is is precisely the length you need! The Ultra Sidewinder Cable Protection System uses modular links that attach together in a movable, strong cable guard. Cover precious hoses, cables and cords while at the same time preventing dangerous tripping hazards. Supportive ribs allow vehicles (with pneumatic tires) to safely drive over the guard. Made of lightweight ABS plastic. Easy to see, easy to use. Chosen as Product of the Year in 2011. Articulating pieces offer flexible design - curves, corners and s-curves are easily made while maintaining a completely flat profile. Modular design makes it easy to reconfigure, repair, and replace targeted segments, even while the cable remains connected. Simple installation - no tools required. Fully customizable length by adding additional sections as needed. Black and yellow color provides additional "safety tape" type visual warning. Load Capacity: 260 lbs./in2 (18.3 kg./cm2) Load Capacity per axle: 13,500 lbs. (6,123 kg.) 3-Foot System with Endcaps 40? x 13 5/8? x 2 1/8? (1,067 mm x 346 mm x 54 mm) Weight: 13.5 lbs. (6.0 kg) Internal channel opening - 3"W x 1 1/2"H (76mm x 38mm) Features It protects from trips when you step on a round cord and it rolls under your foot. The rubber feet on the bottom keep it from sliding when stepped on. It protects you if you kick the cord. A cord that does not move when kicked creates a trip hazard. The Ultra-Sidewinder is designed to give when kicked to minimize the hazard. Cords can loop up and not sit flat on the floor. This creates an opening for one?s foot to get hooked into and cause a trip or fall. The Ultra-Sidewinder covers the cords and eliminates this concern. Complies with 29 CFR 1910 | EA | N/A | N/A | 115.2 | All Commercial Customers | 0% | 5% | 5% | 109.44 | 110.267 | 6-11 of Same Item 10% off ¦ 12+ of same Item 15% off | 7 days | Destination | USA
540-16 | Ultra Tech | 1841 | UT-1841 | N/A | Large Sidewinder Cable Protector, 1 Foot Extension, Each | Large Sidewinder Cable Protector, 1 Foot Extension segment. Simple "snap in" assembly means that you can attach as many of the pieces as you need to reach your desired cable-cover length. Sold in 1 foot segments or in the original 3' section. Enlarge your large Ultra-Sidewinder modular cable cover with additional 1 foot segments. The large Sidewinder holds up to 32 cables or extension cords, or 8 air hoses, 3 garden hoses, or multiple large industrial cables (up to 1.5" thick). These additional segments can be ordered in 1 foot increments to lengthen the standard (3 foot) cord cover until is is precisely the length you need. (It's not necessary to use the entire 1' segment.) 1-foot additional segments are designed to lengthen a Large-size Sidewinder cable cover. Load Capacity: 260 lbs./in2 (18.3 kg./cm2) Load Capacity per axle: 13,500 lbs. (6,123 kg.) 12? x 13 5/8? x 2 1/8? (1,067 mm x 346 mm x 54 mm) Internal channel opening - 3"W x 1 1/2"H (76mm x 38mm) Features It protects from trips when you step on a round cord and it rolls under your foot. The rubber feet on the bottom keep it from sliding when stepped on. It protects you if you kick the cord. A cord that does not move when kicked creates a trip hazard. The Ultra-Sidewinder is designed to give when kicked to minimize the hazard. Cords can loop up and not sit flat on the floor. This creates an opening for one?s foot to get hooked into and cause a trip or fall. The Ultra-Sidewinder covers the cords and eliminates this concern. Complies with 29 CFR 1910 | EA | N/A | N/A | 41.6 | All Commercial Customers | 0% | 5% | 5% | 39.52 | 39.8186 | 6-11 of Same Item 10% off ¦ 12+ of same Item 15% off | 7 days | Destination | USA
540-16 | UltraTech | 2050 | UT-2050 | N/A | UltraTech 2050 Spill Berm, 10 Foot Length, Black | UltraTech 2050 Spill Berm temporarily seals spill from the environment. Features: Measures 10-feet length by 4-inches width by 2-1/4-inches height. Black color. Flexible Ultra-Spill Berm. Standard 10 foot sections can be cut easily for meeting custom needs. Bends and turns easily for any shape formation. Non absorbing polyurethane material. Black color helps to hide grime and dirt. Suitable for spill response, temporary secondary containment and sealing of doorways. | EA | N/A | N/A | 564.8 | All Commercial Customers | 0% | 5% | 5% | 536.56 | 540.6146 | 6-11 of Same Item 10% off ¦ 12+ of same Item 15% off | 7 days | Destination | USA
540-16 | UltraTech | 2052 | UT-2052 | N/A | UltraTech 2052 Spill Berm, Low-Profile, 10 Foot Length, 1 3/8-ö H | UltraTech spill berm low profile. Features: Measures 10-feet length by 2-1/4-inches width by 1-3/8-inches thickness. Made from non absorbing polyurethane material. Interlocking joints. Longer lengths and self sealing. Flexible, urethane design. Bends easily to follow any angle or curve. | EA | N/A | N/A | 371.2 | All Commercial Customers | 0% | 5% | 5% | 352.64 | 355.3048 | 6-11 of Same Item 10% off ¦ 12+ of same Item 15% off | 7 days | Destination | USA
540-16 | UltraTech | 2100 | UT-2100 | N/A | UltraTech 2100 Spill Berm, 10 Foot Length, Orange | UltraTech 2100 spill berm. Features: Measures 10-feet length by 4-inches width by 2-1/4-inches height. Color -û orange. Unique, urethane material. Non-absorbing polyurethane material. Suitable for spill response, sealing of doorways and temporary secondary containment. Can bend easily and get into any shape. Bonds temporarily with any surface. In compliance with NPDES and SPCC. | EA | N/A | N/A | 564.8 | All Commercial Customers | 0% | 5% | 5% | 536.56 | 540.6146 | 6-11 of Same Item 10% off ¦ 12+ of same Item 15% off | 7 days | Destination | USA
540-16 | UltraTech | 2114 | UT-2114 | N/A | UltraTech 2114 Drain Plug 3" | UltraTech 2114 is a drain plug. Features: Bottom diameter: 2-1/2-inches. Top diameter: 3-1/2-inches. Safety orange color. 3-inches diameter. Prevents contaminants from getting into the drain. Easy to clean with water and soap. Flexible polyurethane material. Resistant to water, oil and different aggressive chemicals. Non absorbing. Easy to clean for repeated use. Easily removable eyebolts. | EA | N/A | N/A | 70.4 | All Commercial Customers | 0% | 5% | 5% | 66.88 | 67.3854 | 6-11 of Same Item 10% off ¦ 12+ of same Item 15% off | 7 days | Destination | USA
540-16 | UltraTech | 2124 | UT-2124 | N/A | UltraTech 2124 Drain Seal 18" x 58" | UltraTech flexible drain cover offers effective and quick spill response. Features: Flexible and non absorbing material. Unique, urethane construction. Reinforced mesh is "sandwiched" in between the layers of polyurethane. Enhanced durability and better resistance to tearing. A good addition to any emergency. Resistant to training. | EA | N/A | N/A | 324.8 | All Commercial Customers | 0% | 5% | 5% | 308.56 | 310.8917 | 6-11 of Same Item 10% off ¦ 12+ of same Item 15% off | 7 days | Destination | USA
540-16 | UltraTech | 2125 | UT-2125 | N/A | UltraTech 2125 Drain Seal 36" x 58" | UltraTech flexible drain cover offers effective and quick spill response. Features: Flexible and non absorbing material. Unique, urethane construction. Reinforced mesh is "sandwiched" in between the layers of polyurethane. Enhanced durability and better resistance to tearing. A good addition to any emergency. Resistant to training. | EA | N/A | N/A | 552 | All Commercial Customers | 0% | 5% | 5% | 524.4 | 528.3627 | 6-11 of Same Item 10% off ¦ 12+ of same Item 15% off | 7 days | Destination | USA
540-16 | UltraTech | 2126 | UT-2126 | N/A | UltraTech 2126 Drain Seal 18" x 18" | UltraTech flexible drain cover offers effective and quick spill response. Features: Flexible and non absorbing material. Unique, urethane construction. Reinforced mesh is "sandwiched" in between the layers of polyurethane. Enhanced durability and better resistance to tearing. A good addition to any emergency. Resistant to training. | EA | N/A | N/A | 88 | All Commercial Customers | 0% | 5% | 5% | 83.6 | 84.2317 | 6-11 of Same Item 10% off ¦ 12+ of same Item 15% off | 7 days | Destination | USA
540-16 | UltraTech | 2127 | UT-2127 | N/A | UltraTech 2127 Drain Seal 24" x 24" | UltraTech flexible drain cover offers effective and quick spill response. Features: Flexible and non absorbing material. Unique, urethane construction. Reinforced mesh is "sandwiched" in between the layers of polyurethane. Enhanced durability and better resistance to tearing. A good addition to any emergency. Resistant to training. | EA | N/A | N/A | 136 | All Commercial Customers | 0% | 5% | 5% | 129.2 | 130.1763 | 6-11 of Same Item 10% off ¦ 12+ of same Item 15% off | 7 days | Destination | USA
540-16 | UltraTech | 2130 | UT-2130 | N/A | UltraTech 2130 Drain Seal 36" x 36" | UltraTech flexible drain cover offers effective and quick spill response. Features: Flexible and non absorbing material. Unique, urethane construction. Reinforced mesh is "sandwiched" in between the layers of polyurethane. Enhanced durability and better resistance to tearing. A good addition to any emergency. Resistant to training. | EA | N/A | N/A | 284.8 | All Commercial Customers | 0% | 5% | 5% | 270.56 | 272.6045 | 6-11 of Same Item 10% off ¦ 12+ of same Item 15% off | 7 days | Destination | USA
540-16 | UltraTech | 2132 | UT-2132 | N/A | UltraTech 2132 Drain Seal 48" x 48" | UltraTech flexible drain cover offers effective and quick spill response. Features: Flexible and non absorbing material. Unique, urethane construction. Reinforced mesh is "sandwiched" in between the layers of polyurethane. Enhanced durability and better resistance to tearing. A good addition to any emergency. Resistant to training. | EA | N/A | N/A | 459.2 | All Commercial Customers | 0% | 5% | 5% | 436.24 | 439.5365 | 6-11 of Same Item 10% off ¦ 12+ of same Item 15% off | 7 days | Destination | USA
540-16 | UltraTech | 2133 | UT-2133 | N/A | UltraTech 2133 Drain Seal 54" x 54" | UltraTech flexible drain cover offers effective and quick spill response. Features: Flexible and non absorbing material. Unique, urethane construction. Reinforced mesh is "sandwiched" in between the layers of polyurethane. Enhanced durability and better resistance to tearing. A good addition to any emergency. Resistant to training. | EA | N/A | N/A | 600 | All Commercial Customers | 0% | 5% | 5% | 570 | 574.3073 | 6-11 of Same Item 10% off ¦ 12+ of same Item 15% off | 7 days | Destination | USA
540-16 | UltraTech | 2134 | UT-2134 | N/A | UltraTech 2134 Drain Seal 12" Diameter | UltraTech flexible drain cover offers effective and quick spill response. Features: Flexible and non absorbing material. Unique, urethane construction. Reinforced mesh is "sandwiched" in between the layers of polyurethane. Enhanced durability and better resistance to tearing. A good addition to any emergency. Resistant to training. | EA | N/A | N/A | 80 | All Commercial Customers | 0% | 5% | 5% | 76 | 76.5743 | 6-11 of Same Item 10% off ¦ 12+ of same Item 15% off | 7 days | Destination | USA
540-16 | UltraTech | 2137 | UT-2137 | N/A | UltraTech 2137 Drain Seal 42" Diameter | UltraTech flexible drain cover offers effective and quick spill response. Features: Flexible and non absorbing material. Unique, urethane construction. Reinforced mesh is "sandwiched" in between the layers of polyurethane. Enhanced durability and better resistance to tearing. A good addition to any emergency. Resistant to training. | EA | N/A | N/A | 332.8 | All Commercial Customers | 0% | 5% | 5% | 316.16 | 318.5491 | 6-11 of Same Item 10% off ¦ 12+ of same Item 15% off | 7 days | Destination | USA
540-16 | UltraTech | 2145 | UT-2145 | N/A | UltraTech 2145 Drain Seal Truck Mount: Fits 18" x 18", 24" x 24", 18" x 58", 12" dia. and 20" dia. Drain Seals8" and 24" Drain Seals | UltraTech drain seal truck offers quick and easy access to all drain seals. Features: Fits 18" x 18", 24" x 24", 18" x 58", 12" dia. and 20" dia. Polyethylene construction. Tethered hook as well as loop partner. No rusting, no corrode. Easy and quick to install. Hardware is included. | EA | N/A | N/A | 180.8 | All Commercial Customers | 0% | 5% | 5% | 171.76 | 173.0579 | 6-11 of Same Item 10% off ¦ 12+ of same Item 15% off | 7 days | Destination | USA
540-16 | UltraTech | 2160 | UT-2160 | N/A | UltraTech 2160 Drain Seal Plus 36" x 36" | UltraTech drain seal truck offers quick and easy access to all drain seals. Features: Fits 18" x 18", 24" x 24", 18" x 58", 12" dia. and 20" dia. Polyethylene construction. Tethered hook as well as loop partner. No rusting, no corrode. Easy and quick to install. Hardware is included. | EA | N/A | N/A | 382.4 | All Commercial Customers | 0% | 5% | 5% | 363.28 | 366.0252 | 6-11 of Same Item 10% off ¦ 12+ of same Item 15% off | 7 days | Destination | USA
540-16 | UltraTech | 2161 | UT-2161 | N/A | UltraTech 2161 Drain Seal Plus 42" x 42" | UltraTech drain seal truck offers quick and easy access to all drain seals. Features: Fits 18" x 18", 24" x 24", 18" x 58", 12" dia. and 20" dia. Polyethylene construction. Tethered hook as well as loop partner. No rusting, no corrode. Easy and quick to install. Hardware is included. | EA | N/A | N/A | 542.4 | All Commercial Customers | 0% | 5% | 5% | 515.28 | 519.1738 | 6-11 of Same Item 10% off ¦ 12+ of same Item 15% off | 7 days | Destination | USA
540-16 | UltraTech | 2162 | UT-2162 | N/A | UltraTech 2162 Drain Seal Plus 48" x 48" | UltraTech drain seal truck offers quick and easy access to all drain seals. Features: Fits 18" x 18", 24" x 24", 18" x 58", 12" dia. and 20" dia. Polyethylene construction. Tethered hook as well as loop partner. No rusting, no corrode. Easy and quick to install. Hardware is included. | EA | N/A | N/A | 628.8 | All Commercial Customers | 0% | 5% | 5% | 597.36 | 601.8741 | 6-11 of Same Item 10% off ¦ 12+ of same Item 15% off | 7 days | Destination | USA
540-16 | UltraTech | 2166 | UT-2166 | N/A | UltraTech 2166 Drain Seal Plus 18" x 18" | UltraTech helps to protect drains when left outside for a long duration. Features: Material - Urethane/Polyethylene. Stops all contaminants from entering drains. Bright yellow in color. Rugged and reinforced polyethylene. Offers protection from UV exposure. Includes a flexible and non absorbing bottom layer material. It has a tear resistant mesh. Helps comply with NPDES. | EA | N/A | N/A | 148.8 | All Commercial Customers | 0% | 5% | 5% | 141.36 | 142.4282 | 6-11 of Same Item 10% off ¦ 12+ of same Item 15% off | 7 days | Destination | USA
540-16 | UltraTech | 2167 | UT-2167 | N/A | UltraTech 2167 Drain Seal Plus 24" x 24" | UltraTech helps to protect drains when left outside for a long duration. Features: Material - Urethane/Polyethylene. Stops all contaminants from entering drains. Bright yellow in color. Rugged and reinforced polyethylene. Offers protection from UV exposure. Includes a flexible and non absorbing bottom layer material. It has a tear resistant mesh. Helps comply with NPDES. | EA | N/A | N/A | 192 | All Commercial Customers | 0% | 5% | 5% | 182.4 | 183.7783 | 6-11 of Same Item 10% off ¦ 12+ of same Item 15% off | 7 days | Destination | USA
540-16 | UltraTech | 2200 | UT-2200 | N/A | UltraTech 2200 Drain Seal, Clear, 18" x 18" | UltraTech drain seal Features: Clear material offers clear view of all covered drains. Check spills easily, if entering drain through cracks on surface or through imperfections in grating or due to other irregularities. Reinforcing mesh is "sandwiched" between layers of polyurethane. Increased durability. High resistance to tearing. Unique and urethane construction. Temporarily seals smooth surface. | EA | N/A | N/A | 100.8 | All Commercial Customers | 0% | 5% | 5% | 95.76 | 96.4836 | 6-11 of Same Item 10% off ¦ 12+ of same Item 15% off | 7 days | Destination | USA
540-16 | UltraTech | 2201 | UT-2201 | N/A | UltraTech 2201 Drain Seal, Clear, 24" x 24" | UltraTech drain seal Features: Clear material offers clear view of all covered drains. Check spills easily, if entering drain through cracks on surface or through imperfections in grating or due to other irregularities. Reinforcing mesh is "sandwiched" between layers of polyurethane. Increased durability. High resistance to tearing. Unique and urethane construction. Temporarily seals smooth surface. | EA | N/A | N/A | 155.2 | All Commercial Customers | 0% | 5% | 5% | 147.44 | 148.5542 | 6-11 of Same Item 10% off ¦ 12+ of same Item 15% off | 7 days | Destination | USA
540-16 | UltraTech | 2204 | UT-2204 | N/A | UltraTech 2204 Drain Seal, Clear, 48" x 48" | UltraTech drain seal Features: Clear material offers clear view of all covered drains. Check spills easily, if entering drain through cracks on surface or through imperfections in grating or due to other irregularities. Reinforcing mesh is "sandwiched" between layers of polyurethane. Increased durability. High resistance to tearing. Unique and urethane construction. Temporarily seals smooth surface. | EA | N/A | N/A | 523.2 | All Commercial Customers | 0% | 5% | 5% | 497.04 | 500.796 | 6-11 of Same Item 10% off ¦ 12+ of same Item 15% off | 7 days | Destination | USA
540-16 | UltraTech | 2209 | UT-2209 | N/A | UltraTech 2209 Drain Seal, Clear, 20" Diameter | UltraTech drain seal Features: Clear material offers clear view of all covered drains. Check spills easily, if entering drain through cracks on surface or through imperfections in grating or due to other irregularities. Reinforcing mesh is "sandwiched" between layers of polyurethane. Increased durability. High resistance to tearing. Unique and urethane construction. Temporarily seals smooth surface. | EA | N/A | N/A | 150.4 | All Commercial Customers | 0% | 5% | 5% | 142.88 | 143.9597 | 6-11 of Same Item 10% off ¦ 12+ of same Item 15% off | 7 days | Destination | USA
540-16 | UltraTech | 2211 | UT-2211 | N/A | UltraTech 2211 Drain Seal, Clear, 42" Diameter | UltraTech drain seal Features: Clear material offers clear view of all covered drains. Check spills easily, if entering drain through cracks on surface or through imperfections in grating or due to other irregularities. Reinforcing mesh is "sandwiched" between layers of polyurethane. Increased durability. High resistance to tearing. Unique and urethane construction. Temporarily seals smooth surface. | EA | N/A | N/A | 368 | All Commercial Customers | 0% | 5% | 5% | 349.6 | 352.2418 | 6-11 of Same Item 10% off ¦ 12+ of same Item 15% off | 7 days | Destination | USA
540-16 | UltraTech | 2390 | UT-2390 | N/A | UltraTech 2390 Drum Rack, Dispensing Shelf, Black | UltraTech Dispensing Shelf provides service platform for buckets, safety cans and other containers. Features: Offers a dispensing shelf. Suitable for Ultra drum racks and containment systems. Offers great service platforms for containers, safety cans and buckets. Material - High-Density Polyethylene | EA | N/A | N/A | 81.6 | All Commercial Customers | 0% | 5% | 5% | 77.52 | 78.1058 | 6-11 of Same Item 10% off ¦ 12+ of same Item 15% off | 7 days | Destination | USA
540-16 | UltraTech | 2395 | UT-2395 | N/A | UltraTech 2395 Rack Sump, No Drain | UltraTech 2395 is large rack sump with drain. Features: 66-gallon sump, large. Nestable design. One unit holds up to (4) 55-gallon drums. Suitable for 40 x 48 or 48 x 48 wooden pallets. Low profile design. Fits in warehouse racking; very little obstruction to other areas. In compliance with SPCC, EPA and UFC spill containment regulations. Assures easy and quick draining. Direct forklift access Polyethylene construction. No corrosion or rusting. | EA | N/A | N/A | 433.6 | All Commercial Customers | 0% | 5% | 5% | 411.92 | 415.0327 | 6-11 of Same Item 10% off ¦ 12+ of same Item 15% off | 7 days | Destination | USA
540-16 | Ultra Tech | 2505 | UT-2505 | N/A | Drum Spill Pallet P2, Economy Model with Drain, Black, 2-Drum | Spill Pallet P2 Economy Model with Drain, Black, 2-Drum. With the advent of global markets, the business world has never been more competitive. Ultra-Spill Pallet Economy Models have been developed specifically to meet tight budgets for spill containment products. Applications for the all-polyethylene units include satellite waste collection and storage of virgin chemicals. Black color helps hide dirt and grime. Removable grating - makes clean-up quick and easy. Meets SPCC, EPA Container Storage Regulation 40 CFR 264.175 and UFC Spill Containment Regulations. Dimensions: 53" x 29" x 16 1/2" (1346 mm x 737 mm x 419 mm) Containment Capacity: 66 gallons (250 L) Uniformly Distributed Load: 1,500 lbs. (681 kg). Typically ships from Florida. Call (888) 322-5722 for availability. | EA | N/A | N/A | 249.6 | All Commercial Customers | 0% | 5% | 5% | 237.12 | 238.9118 | 6-11 of Same Item 10% off ¦ 12+ of same Item 15% off | 7 days | Destination | USA
540-16 | UltraTech | 2823 | UT-2823 | N/A | UltraTech 2823 Containment Sump 550: No Drain, Black | A secondary containment for all 550 gallon tanks. Features: Made from 100% polyethylene construction. This does not rust or corrode. Offers chemical and weather resistance. 3/4" drain fitting available. Meets Stormwater, SPCC and EPA spill containment regulations | EA | N/A | N/A | 822.4 | All Commercial Customers | 0% | 5% | 5% | 781.28 | 787.1839 | 6-11 of Same Item 10% off ¦ 12+ of same Item 15% off | 7 days | Destination | USA
540-16 | UltraTech | 2830 | UT-2830 | N/A | UltraTech 2830 Containment Sump 1000: No Drain, Black | UltraTech 2830 contains drips, leaks and spills from 1000 gallon fuel tanks. Features: One-piece molded polyethylene design. Does not corrode or rust. Nestable design saves storage space and reduces freight charges. Optional Ultra-Self Bailer for outdoor containment. Meets stormwater, SPCC and EPA spill containment regulations. Clean stormwater passively drains from sump as it captures hydrocarbons. Inside measures top 139-inches length by 57-1/2-inches width. Bottom measures 135-inches length by 48-inches width | EA | N/A | N/A | 1673 | All Commercial Customers | 0% | 5% | 5% | 1589.35 | 1601.3602 | 6-11 of Same Item 10% off ¦ 12+ of same Item 15% off | 7 days | Destination | USA
540-16 | UltraTech | 3307 | UT-3307 | N/A | UltraTech 3307 Oil Mop Drip Tray | UltraTech 3307 oil mop dry tray is useful in draining and storing oil mop when it is not in use. This is used to drain and then store oil mop when it is not in use. Features: Includes fast wicking pads. Pads can soak as much as 25 times their weight in petroleum and oil. They do not soak water. Aluminum handle telescopes from 30-ö to 52-ö Polypropylene -öoil only. Floating design and pivoting handle. Easy to clean up water surface. In compliance with the requirements of the Clean Marina Program. Foam core allows mop head to float on top of the water. It has a foam core that allows mop head to float. | EA | N/A | N/A | 30.4 | All Commercial Customers | 0% | 5% | 5% | 28.88 | 29.0982 | 6-11 of Same Item 10% off ¦ 12+ of same Item 15% off | 7 days | Destination | USA
540-16 | Ultra Tech | 4000 | UT-4000 | N/A | Ultra-Ever Dry Nanotechnology Non-Stick Coating, Bottom Coat, 1 Quart - Part 1 of 2 | Ultra Ever-Dry Terms and Conditions Protect your valuables from water, oil, filth and other environmental damage. Ultra-Ever Dry Nanotechnology Non-Stick Coating, Bottom Coat, 1 Quart - Part 1 of 2. This amazing nonstick preservative is a TWO-part system. Both the Bottom Coat and Top Coat must be applied for the product to be effective. Sticks to steel, aluminum, other metals, plastic, leather, fabric, wood, concrete, and more! Combined product cost for top and bottom coat is typically around $2.16 per square foot, making it much cheaper to protect rather than replace valuable tools and objects. Note: This product is fully EPA Approved for industrial and commercial use only. We cannot sell this product to individual consumers. Ultra-Ever Dry Nanotechnology Non-Stick Coating, Bottom Coat, 1 Quart - Part 1 of 2. Ultra-Ever Dry is a super-hydrophobic (water resistant) and oleophobic (resistant to hydrocarbons ) coating that will completely repel almost any liquid! Protect your items from water, grease, paint, mud, corrosion, bacterial growth, and more. Ultra-Ever Dry uses proprietary nanotechnology to coat an object and create a barrier of air on its surface. This barrier repels water, refined oil, wet concrete, and other liquids unlike any other coating of 2. Ultra-Ever Dry has vastly improved adhesion and abrasion resistance, compared to previous technologies, allowing it to be used in applications where greater durability is required. Anti-Wetting The superhydrophobic coating keeps objects dry, water and many other liquids simply repel off. Anti-Corrosion: Maximum corrosion protection since the superhydrophobic coating ensures water and moisture never actually contact the base material. Anti-Icing The superhydrophobic properties of Ultra-Ever dry keeps coated materials completely dry, eliminating the formation of ice. Anti-Contaminatio: Dust, dirt, water and other liquids that contain bacteria or radiation never actually contact the surface of the coated material so bacteria and radiation is greatly diminished or eliminated and easy to decontaminate to sterile, if needed. Self-Cleaning The Ultra-Ever Dry repels dirty water and thick oils, and remains clean and virtually bacteria-free. When dust, dirt or other molecules accumulate on a superhyrophobic coated surface, a light spray of water or a blast of air grabs the dust and removes it. Product Life-Extendin: Many products fail from moisture, water, oil or simply getting too dirty for continued use. Use Ultra-Ever Dry superhydrophobic coating to extend the life of work gloves and other PPE, electric motors by preventing moisture on the windings, coat nuts and bolts to prevent corrosion, coat tools, equipment, and virtually any item that needs to be kept dry, corrosion free, de-iced, uncontaminated or clean. Save money, provide greater safety and a cleaner work environment. FREQUENTLY ASKED QUESTION 1. What is the working temperature range for Ultra-Ever Dry SE 7.6.110 Answer The working temperature range for the product is from -30&deg;F to 300&deg;F (-34&deg;C to 149&deg;C) once it has been applied. It has been effective at temperatures up to 500&deg;F, but we would recommend further testing for any application that will see temperatures above 300&deg;F (149&deg;C). 2. How long will Ultra-Ever Dry coating last Answer Environmental conditions will affect duration and these can vary. Abrasion is the leading cause of reduction in the superhydrophobic coating's life. Under non-abrasive, static conditions, you should expect to see many years of outdoor service. Indoor applications will exceed that of outdoor applications. 3. What materials will the Ultra-Every Dry adhere or bond to Answer Almost any material is a candidate for Ultra-Ever Dry application; steel, aluminum, other metals, plastic, leather, fabric, wood, concrete, etc. 4. How abrasion-resistant is Ultra-Ever Dry SE 7.6.110 Answer One of the breakthroughs for this product is its abrasion resistance. The proprietary material provides more abrasion resistance than previous superhydrophobic materials, registering a result of 110on the Tabor Abrasion Method (ASTM D4060-10). If abrasion is a concern, testing is recommended. If the superhydrophobic coating is removed due to abrasion, it can be reapplied by re-spraying. 5. Will the superhydrophobic coating still work if the top coat is greatly reduced due to abrasion Answer Yes. In many situations, the superhydrophobicnature of the material may be diminished but the remaining top coat and bottom coat still provide the functionality of keeping the coated material from getting wet, iced-up or corroding. This is application dependent. 6. How many square feet or square meters can a gallon of Ultra-Ever Dry cover Answer A gallon of Ultra-Ever Dry will cover 150: 180 square feet or 14 - 16 square meters. 7. How is Ultra-Ever Dry applied Answer The two-part system (top and bottom coat) is sprayed on using air sprayers, pump sprayers or even finger trigger sprayers. NOTE: Both parts (top and bottom coat) are required for all applications of Ultra-Ever Dry. 8. How long does Ultra-Ever Dry SE 7.6.110 take to cure Answer Generally about 20 - 30 minutes for the bottom coat and 5-10 minutes for the top coat. This can be reduced by applying heat using an oven or an industrial heat gun or blow dryer. 9. What do the terms "superhydrophobic" and "oleophobic" mean Answer Superhydrophobic refers to a coating that exhibits superior water repelling properties that exceeds 150 degrees of contact angle when measuring the sphere of a drop of water on the surface. Ultra-Ever Dry creates an angle of 165-175 degrees. Well-known windshield water repellants are closer to 110degrees and are only "hydrophobic". Oleophobic refers to the ability to repel oil and other hydrocarbons. This chart will help illustrate. 10. What color is thesuperhydrophobiccoating Answer The standard product is a translucent white. We do not have a transparent formula at this time. Custom colors are available upon request, minimums may apply. It is recommended to try the superhydrophobiccoating in an inconspicuous area first if color is important. Extended Information APPLICATIONS: Some of the ways that Ultra-Ever Dry can be used. Boots and footwear Nuts, bolts and other hardware Cinder blocks Bricks Concrete trucks Concrete washout chutes Stairs, railings and catwalks Clothing / apparel Fall protection Engines Building supplies Cooling coils Hats, caps and other headwear Gloves Outdoor seating Tools and equipment Machinery HVAC Paint equipment Electric motors Boats and marinas Air stripper trays Paper mill rollers Concrete counter tops Work vehicles Water proofing and water resistant coating for concrete Coating anything you want to be self-cleaning when it rains or easier to clean. Coating anything you want to be dry immediately after it rains. Coating any metal for corrosion protection Coating anything you do not want ice to form on or be easily removed from Coating anything you do not want bacteria on | EA | N/A | N/A | 55.2 | All Commercial Customers | 0% | 5% | 5% | 52.44 | 52.8363 | 6-11 of Same Item 10% off ¦ 12+ of same Item 15% off | 7 days | Destination | USA
540-16 | Ultra Tech | 4001 | UT-4001 | N/A | Ultra-Ever Dry Nanotechnology Non-Stick Coating, Top Coat, 1 Quart - Part 2 of 2 | Ultra Ever-Dry Terms and Conditions Protect your valuables from water, oil, filth and other environmental damage. Ultra-Ever Dry Nanotechnology Non-Stick Coating, Top Coat, 1 Quart - Part 2 of 2. This amazing nonstick preservative is a TWO-part system. Both the Bottom Coat and Top Coat must be applied for the product to be effective. Sticks to steel, aluminum, other metals, plastic, leather, fabric, wood, concrete, and more! Combined product cost for top and bottom coat is typically around $2.16 per square foot, making it much cheaper to protect rather than replace valuable tools and objects. Note: This product is fully EPA Approved for industrial and commercial use only. We cannot sell this product to individual consumers. Ultra-Ever Dry Nanotechnology Non-Stick Coating, Top Coat, 1 Quart - Part 2 of 2. Ultra-Ever Dry is a super-hydrophobic (water resistant) and oleophobic (resistant to hydrocarbons ) coating that will completely repel almost any liquid! Protect your items from water, grease, paint, mud, corrosion, bacterial growth, and more. Ultra-Ever Dry uses proprietary nanotechnology to coat an object and create a barrier of air on its surface. This barrier repels water, refined oil, wet concrete, and other liquids unlike any other coating of 2. Ultra-Ever Dry has vastly improved adhesion and abrasion resistance, compared to previous technologies, allowing it to be used in applications where greater durability is required. Anti-Wetting The superhydrophobic coating keeps objects dry, water and many other liquids simply repel off. Anti-Corrosion: Maximum corrosion protection since the superhydrophobic coating ensures water and moisture never actually contact the base material. Anti-Icing The superhydrophobic properties of Ultra-Ever dry keeps coated materials completely dry, eliminating the formation of ice. Anti-Contaminatio: Dust, dirt, water and other liquids that contain bacteria or radiation never actually contact the surface of the coated material so bacteria and radiation is greatly diminished or eliminated and easy to decontaminate to sterile, if needed. Self-Cleaning The Ultra-Ever Dry repels dirty water and thick oils, and remains clean and virtually bacteria-free. When dust, dirt or other molecules accumulate on a superhyrophobic coated surface, a light spray of water or a blast of air grabs the dust and removes it. Product Life-Extendin: Many products fail from moisture, water, oil or simply getting too dirty for continued use. Use Ultra-Ever Dry superhydrophobic coating to extend the life of work gloves and other PPE, electric motors by preventing moisture on the windings, coat nuts and bolts to prevent corrosion, coat tools, equipment, and virtually any item that needs to be kept dry, corrosion free, de-iced, uncontaminated or clean. Save money, provide greater safety and a cleaner work environment. FREQUENTLY ASKED QUESTION 1. What is the working temperature range for Ultra-Ever Dry SE 7.6.110 Answer The working temperature range for the product is from -30&deg;F to 300&deg;F (-34&deg;C to 149&deg;C) once it has been applied. It has been effective at temperatures up to 500&deg;F, but we would recommend further testing for any application that will see temperatures above 300&deg;F (149&deg;C). 2. How long will Ultra-Ever Dry coating last Answer Environmental conditions will affect duration and these can vary. Abrasion is the leading cause of reduction in the superhydrophobic coating's life. Under non-abrasive, static conditions, you should expect to see many years of outdoor service. Indoor applications will exceed that of outdoor applications. 3. What materials will the Ultra-Every Dry adhere or bond to Answer Almost any material is a candidate for Ultra-Ever Dry application; steel, aluminum, other metals, plastic, leather, fabric, wood, concrete, etc. 4. How abrasion-resistant is Ultra-Ever Dry SE 7.6.110 Answer One of the breakthroughs for this product is its abrasion resistance. The proprietary material provides more abrasion resistance than previous superhydrophobic materials, registering a result of 110on the Tabor Abrasion Method (ASTM D4060-10). If abrasion is a concern, testing is recommended. If the superhydrophobic coating is removed due to abrasion, it can be reapplied by re-spraying. 5. Will the superhydrophobic coating still work if the top coat is greatly reduced due to abrasion Answer Yes. In many situations, the superhydrophobicnature of the material may be diminished but the remaining top coat and bottom coat still provide the functionality of keeping the coated material from getting wet, iced-up or corroding. This is application dependent. 6. How many square feet or square meters can a gallon of Ultra-Ever Dry cover Answer A gallon of Ultra-Ever Dry will cover 150: 180 square feet or 14 - 16 square meters. 7. How is Ultra-Ever Dry applied Answer The two-part system (top and bottom coat) is sprayed on using air sprayers, pump sprayers or even finger trigger sprayers. NOTE: Both parts (top and bottom coat) are required for all applications of Ultra-Ever Dry. 8. How long does Ultra-Ever Dry SE 7.6.110 take to cure Answer Generally about 20 - 30 minutes for the bottom coat and 5-10 minutes for the top coat. This can be reduced by applying heat using an oven or an industrial heat gun or blow dryer. 9. What do the terms "superhydrophobic" and "oleophobic" mean Answer Superhydrophobic refers to a coating that exhibits superior water repelling properties that exceeds 150 degrees of contact angle when measuring the sphere of a drop of water on the surface. Ultra-Ever Dry creates an angle of 165-175 degrees. Well-known windshield water repellants are closer to 110degrees and are only "hydrophobic". Oleophobic refers to the ability to repel oil and other hydrocarbons. This chart will help illustrate. 10. What color is thesuperhydrophobiccoating Answer The standard product is a translucent white. We do not have a transparent formula at this time. Custom colors are available upon request, minimums may apply. It is recommended to try the superhydrophobiccoating in an inconspicuous area first if color is important. Extended Information APPLICATIONS: Some of the ways that Ultra-Ever Dry can be used. Boots and footwear Nuts, bolts and other hardware Cinder blocks Bricks Concrete trucks Concrete washout chutes Stairs, railings and catwalks Clothing / apparel Fall protection Engines Building supplies Cooling coils Hats, caps and other headwear Gloves Outdoor seating Tools and equipment Machinery HVAC Paint equipment Electric motors Boats and marinas Air stripper trays Paper mill rollers Concrete counter tops Work vehicles Water proofing and water resistant coating for concrete Coating anything you want to be self-cleaning when it rains or easier to clean. Coating anything you want to be dry immediately after it rains. Coating any metal for corrosion protection Coating anything you do not want ice to form on or be easily removed from Coating anything you do not want bacteria on | EA | N/A | N/A | 100.8 | All Commercial Customers | 0% | 5% | 5% | 95.76 | 96.4836 | 6-11 of Same Item 10% off ¦ 12+ of same Item 15% off | 7 days | Destination | USA
540-16 | Ultra Tech | 4002 | UT-4002 | N/A | Ultra-Ever Dry Nanotechnology Non-Stick Coating, Bottom Coat, 1 gallon - Part 1 of 2 | Ultra Ever-Dry Terms and Conditions Protect your valuables from water, oil, filth and other environmental damage. Ultra-Ever Dry Nanotechnology Non-Stick Coating, Bottom Coat, 1 Gallon - Part 1 of 2. This amazing nonstick preservative is a TWO-part system. Both the Bottom Coat and Top Coat must be applied for the product to be effective. Sticks to steel, aluminum, other metals, plastic, leather, fabric, wood, concrete, and more! Combined product cost for top and bottom coat is typically around $2.16 per square foot, making it much cheaper to protect rather than replace valuable tools and objects. Note: This product is fully EPA Approved for industrial and commercial use only. We cannot sell this product to individual consumers. Ultra-Ever Dry Nanotechnology Non-Stick Coating, Bottom Coat, 1 Gallon - Part 1 of 2. Ultra-Ever Dry is a super-hydrophobic (water resistant) and oleophobic (resistant to hydrocarbons ) coating that will completely repel almost any liquid! Protect your items from water, grease, paint, mud, corrosion, bacterial growth, and more. Ultra-Ever Dry uses proprietary nanotechnology to coat an object and create a barrier of air on its surface. This barrier repels water, refined oil, wet concrete, and other liquids unlike any other coating of 2. Ultra-Ever Dry has vastly improved adhesion and abrasion resistance, compared to previous technologies, allowing it to be used in applications where greater durability is required. Anti-Wetting The superhydrophobic coating keeps objects dry, water and many other liquids simply repel off. Anti-Corrosion: Maximum corrosion protection since the superhydrophobic coating ensures water and moisture never actually contact the base material. Anti-Icing The superhydrophobic properties of Ultra-Ever dry keeps coated materials completely dry, eliminating the formation of ice. Anti-Contaminatio: Dust, dirt, water and other liquids that contain bacteria or radiation never actually contact the surface of the coated material so bacteria and radiation is greatly diminished or eliminated and easy to decontaminate to sterile, if needed. Self-Cleaning The Ultra-Ever Dry repels dirty water and thick oils, and remains clean and virtually bacteria-free. When dust, dirt or other molecules accumulate on a superhyrophobic coated surface, a light spray of water or a blast of air grabs the dust and removes it. Product Life-Extendin: Many products fail from moisture, water, oil or simply getting too dirty for continued use. Use Ultra-Ever Dry superhydrophobic coating to extend the life of work gloves and other PPE, electric motors by preventing moisture on the windings, coat nuts and bolts to prevent corrosion, coat tools, equipment, and virtually any item that needs to be kept dry, corrosion free, de-iced, uncontaminated or clean. Save money, provide greater safety and a cleaner work environment. FREQUENTLY ASKED QUESTION 1. What is the working temperature range for Ultra-Ever Dry SE 7.6.110 Answer The working temperature range for the product is from -30&deg;F to 300&deg;F (-34&deg;C to 149&deg;C) once it has been applied. It has been effective at temperatures up to 500&deg;F, but we would recommend further testing for any application that will see temperatures above 300&deg;F (149&deg;C). 2. How long will Ultra-Ever Dry coating last Answer Environmental conditions will affect duration and these can vary. Abrasion is the leading cause of reduction in the superhydrophobic coating's life. Under non-abrasive, static conditions, you should expect to see many years of outdoor service. Indoor applications will exceed that of outdoor applications. 3. What materials will the Ultra-Every Dry adhere or bond to Answer Almost any material is a candidate for Ultra-Ever Dry application; steel, aluminum, other metals, plastic, leather, fabric, wood, concrete, etc. 4. How abrasion-resistant is Ultra-Ever Dry SE 7.6.110 Answer One of the breakthroughs for this product is its abrasion resistance. The proprietary material provides more abrasion resistance than previous superhydrophobic materials, registering a result of 110on the Tabor Abrasion Method (ASTM D4060-10). If abrasion is a concern, testing is recommended. If the superhydrophobic coating is removed due to abrasion, it can be reapplied by re-spraying. 5. Will the superhydrophobic coating still work if the top coat is greatly reduced due to abrasion Answer Yes. In many situations, the superhydrophobicnature of the material may be diminished but the remaining top coat and bottom coat still provide the functionality of keeping the coated material from getting wet, iced-up or corroding. This is application dependent. 6. How many square feet or square meters can a gallon of Ultra-Ever Dry cover Answer A gallon of Ultra-Ever Dry will cover 150: 180 square feet or 14 - 16 square meters. 7. How is Ultra-Ever Dry applied Answer The two-part system (top and bottom coat) is sprayed on using air sprayers, pump sprayers or even finger trigger sprayers. NOTE: Both parts (top and bottom coat) are required for all applications of Ultra-Ever Dry. 8. How long does Ultra-Ever Dry SE 7.6.110 take to cure Answer Generally about 20 - 30 minutes for the bottom coat and 5-10 minutes for the top coat. This can be reduced by applying heat using an oven or an industrial heat gun or blow dryer. 9. What do the terms "superhydrophobic" and "oleophobic" mean Answer Superhydrophobic refers to a coating that exhibits superior water repelling properties that exceeds 150 degrees of contact angle when measuring the sphere of a drop of water on the surface. Ultra-Ever Dry creates an angle of 165-175 degrees. Well-known windshield water repellants are closer to 110degrees and are only "hydrophobic". Oleophobic refers to the ability to repel oil and other hydrocarbons. This chart will help illustrate. 10. What color is thesuperhydrophobiccoating Answer The standard product is a translucent white. We do not have a transparent formula at this time. Custom colors are available upon request, minimums may apply. It is recommended to try the superhydrophobiccoating in an inconspicuous area first if color is important. Extended Information APPLICATIONS: Some of the ways that Ultra-Ever Dry can be used. Boots and footwear Nuts, bolts and other hardware Cinder blocks Bricks Concrete trucks Concrete washout chutes Stairs, railings and catwalks Clothing / apparel Fall protection Engines Building supplies Cooling coils Hats, caps and other headwear Gloves Outdoor seating Tools and equipment Machinery HVAC Paint equipment Electric motors Boats and marinas Air stripper trays Paper mill rollers Concrete counter tops Work vehicles Water proofing and water resistant coating for concrete Coating anything you want to be self-cleaning when it rains or easier to clean. Coating anything you want to be dry immediately after it rains. Coating any metal for corrosion protection Coating anything you do not want ice to form on or be easily removed from Coating anything you do not want bacteria on | EA | N/A | N/A | 166.4 | All Commercial Customers | 0% | 5% | 5% | 158.08 | 159.2746 | 6-11 of Same Item 10% off ¦ 12+ of same Item 15% off | 7 days | Destination | USA
540-16 | Ultra Tech | 4003 | UT-4003 | N/A | Ultra-Ever Dry Nanotechnology Non-Stick Coating, Top Coat, 1 gallon - Part 2 of 2 | Ultra Ever-Dry Terms and Conditions Protect your valuables from water, oil, filth and other environmental damage. Ultra-Ever Dry Nanotechnology Non-Stick Coating, Top Coat, 1 Gallon - Part 2 of 2. This amazing nonstick preservative is a TWO-part system. Both the Bottom Coat and Top Coat must be applied for the product to be effective. Sticks to steel, aluminum, other metals, plastic, leather, fabric, wood, concrete, and more! Combined product cost for top and bottom coat is typically around $2.16 per square foot, making it much cheaper to protect rather than replace valuable tools and objects. Note: This product is fully EPA Approved for industrial and commercial use only. We cannot sell this product to individual consumers. Ultra-Ever Dry Nanotechnology Non-Stick Coating, Top Coat, 1 Gallon - Part 2 of 2. Ultra-Ever Dry is a super-hydrophobic (water resistant) and oleophobic (resistant to hydrocarbons ) coating that will completely repel almost any liquid! Protect your items from water, grease, paint, mud, corrosion, bacterial growth, and more. Ultra-Ever Dry uses proprietary nanotechnology to coat an object and create a barrier of air on its surface. This barrier repels water, refined oil, wet concrete, and other liquids unlike any other coating of 2. Ultra-Ever Dry has vastly improved adhesion and abrasion resistance, compared to previous technologies, allowing it to be used in applications where greater durability is required. Anti-Wetting The superhydrophobic coating keeps objects dry, water and many other liquids simply repel off. Anti-Corrosion: Maximum corrosion protection since the superhydrophobic coating ensures water and moisture never actually contact the base material. Anti-Icing The superhydrophobic properties of Ultra-Ever dry keeps coated materials completely dry, eliminating the formation of ice. Anti-Contaminatio: Dust, dirt, water and other liquids that contain bacteria or radiation never actually contact the surface of the coated material so bacteria and radiation is greatly diminished or eliminated and easy to decontaminate to sterile, if needed. Self-Cleaning The Ultra-Ever Dry repels dirty water and thick oils, and remains clean and virtually bacteria-free. When dust, dirt or other molecules accumulate on a superhyrophobic coated surface, a light spray of water or a blast of air grabs the dust and removes it. Product Life-Extendin: Many products fail from moisture, water, oil or simply getting too dirty for continued use. Use Ultra-Ever Dry superhydrophobic coating to extend the life of work gloves and other PPE, electric motors by preventing moisture on the windings, coat nuts and bolts to prevent corrosion, coat tools, equipment, and virtually any item that needs to be kept dry, corrosion free, de-iced, uncontaminated or clean. Save money, provide greater safety and a cleaner work environment. FREQUENTLY ASKED QUESTION 1. What is the working temperature range for Ultra-Ever Dry SE 7.6.110 Answer The working temperature range for the product is from -30&deg;F to 300&deg;F (-34&deg;C to 149&deg;C) once it has been applied. It has been effective at temperatures up to 500&deg;F, but we would recommend further testing for any application that will see temperatures above 300&deg;F (149&deg;C). 2. How long will Ultra-Ever Dry coating last Answer Environmental conditions will affect duration and these can vary. Abrasion is the leading cause of reduction in the superhydrophobic coating's life. Under non-abrasive, static conditions, you should expect to see many years of outdoor service. Indoor applications will exceed that of outdoor applications. 3. What materials will the Ultra-Every Dry adhere or bond to Answer Almost any material is a candidate for Ultra-Ever Dry application; steel, aluminum, other metals, plastic, leather, fabric, wood, concrete, etc. 4. How abrasion-resistant is Ultra-Ever Dry SE 7.6.110 Answer One of the breakthroughs for this product is its abrasion resistance. The proprietary material provides more abrasion resistance than previous superhydrophobic materials, registering a result of 110on the Tabor Abrasion Method (ASTM D4060-10). If abrasion is a concern, testing is recommended. If the superhydrophobic coating is removed due to abrasion, it can be reapplied by re-spraying. 5. Will the superhydrophobic coating still work if the top coat is greatly reduced due to abrasion Answer Yes. In many situations, the superhydrophobicnature of the material may be diminished but the remaining top coat and bottom coat still provide the functionality of keeping the coated material from getting wet, iced-up or corroding. This is application dependent. 6. How many square feet or square meters can a gallon of Ultra-Ever Dry cover Answer A gallon of Ultra-Ever Dry will cover 150: 180 square feet or 14 - 16 square meters. 7. How is Ultra-Ever Dry applied Answer The two-part system (top and bottom coat) is sprayed on using air sprayers, pump sprayers or even finger trigger sprayers. NOTE: Both parts (top and bottom coat) are required for all applications of Ultra-Ever Dry. 8. How long does Ultra-Ever Dry SE 7.6.110 take to cure Answer Generally about 20 - 30 minutes for the bottom coat and 5-10 minutes for the top coat. This can be reduced by applying heat using an oven or an industrial heat gun or blow dryer. 9. What do the terms "superhydrophobic" and "oleophobic" mean Answer Superhydrophobic refers to a coating that exhibits superior water repelling properties that exceeds 150 degrees of contact angle when measuring the sphere of a drop of water on the surface. Ultra-Ever Dry creates an angle of 165-175 degrees. Well-known windshield water repellants are closer to 110degrees and are only "hydrophobic". Oleophobic refers to the ability to repel oil and other hydrocarbons. This chart will help illustrate. 10. What color is thesuperhydrophobiccoating Answer The standard product is a translucent white. We do not have a transparent formula at this time. Custom colors are available upon request, minimums may apply. It is recommended to try the superhydrophobiccoating in an inconspicuous area first if color is important. Extended Information APPLICATIONS: Some of the ways that Ultra-Ever Dry can be used. Boots and footwear Nuts, bolts and other hardware Cinder blocks Bricks Concrete trucks Concrete washout chutes Stairs, railings and catwalks Clothing / apparel Fall protection Engines Building supplies Cooling coils Hats, caps and other headwear Gloves Outdoor seating Tools and equipment Machinery HVAC Paint equipment Electric motors Boats and marinas Air stripper trays Paper mill rollers Concrete counter tops Work vehicles Water proofing and water resistant coating for concrete Coating anything you want to be self-cleaning when it rains or easier to clean. Coating anything you want to be dry immediately after it rains. Coating any metal for corrosion protection Coating anything you do not want ice to form on or be easily removed from Coating anything you do not want bacteria on | EA | N/A | N/A | 318.4 | All Commercial Customers | 0% | 5% | 5% | 302.48 | 304.7657 | 6-11 of Same Item 10% off ¦ 12+ of same Item 15% off | 7 days | Destination | USA
540-16 | Ultra Tech | 4004 | UT-4004 | N/A | Ultra-Ever Dry Nanotechnology Non-Stick Coating, Bottom Coat, 5 gallon - Part 1 of 2 | Ultra Ever-Dry Terms and Conditions Protect your valuables from water, oil, filth and other environmental damage. Ultra-Ever Dry Nanotechnology Non-Stick Coating, Bottom Coat, 5 Gallon - Part 1 of 2. This amazing nonstick preservative is a TWO-part system. Both the Bottom Coat and Top Coat must be applied for the product to be effective. Sticks to steel, aluminum, other metals, plastic, leather, fabric, wood, concrete, and more! Combined product cost for top and bottom coat is typically around $2.16 per square foot, making it much cheaper to protect rather than replace valuable tools and objects. Note: This product is fully EPA Approved for industrial and commercial use only. We cannot sell this product to individual consumers. Ultra-Ever Dry Nanotechnology Non-Stick Coating, Bottom Coat, 5 Gallon - Part 1 of 2. Ultra-Ever Dry is a super-hydrophobic (water resistant) and oleophobic (resistant to hydrocarbons ) coating that will completely repel almost any liquid! Protect your items from water, grease, paint, mud, corrosion, bacterial growth, and more. Ultra-Ever Dry uses proprietary nanotechnology to coat an object and create a barrier of air on its surface. This barrier repels water, refined oil, wet concrete, and other liquids unlike any other coating of 2. Ultra-Ever Dry has vastly improved adhesion and abrasion resistance, compared to previous technologies, allowing it to be used in applications where greater durability is required. Anti-Wetting The superhydrophobic coating keeps objects dry, water and many other liquids simply repel off. Anti-Corrosion: Maximum corrosion protection since the superhydrophobic coating ensures water and moisture never actually contact the base material. Anti-Icing The superhydrophobic properties of Ultra-Ever dry keeps coated materials completely dry, eliminating the formation of ice. Anti-Contaminatio: Dust, dirt, water and other liquids that contain bacteria or radiation never actually contact the surface of the coated material so bacteria and radiation is greatly diminished or eliminated and easy to decontaminate to sterile, if needed. Self-Cleaning The Ultra-Ever Dry repels dirty water and thick oils, and remains clean and virtually bacteria-free. When dust, dirt or other molecules accumulate on a superhyrophobic coated surface, a light spray of water or a blast of air grabs the dust and removes it. Product Life-Extendin: Many products fail from moisture, water, oil or simply getting too dirty for continued use. Use Ultra-Ever Dry superhydrophobic coating to extend the life of work gloves and other PPE, electric motors by preventing moisture on the windings, coat nuts and bolts to prevent corrosion, coat tools, equipment, and virtually any item that needs to be kept dry, corrosion free, de-iced, uncontaminated or clean. Save money, provide greater safety and a cleaner work environment. FREQUENTLY ASKED QUESTION 1. What is the working temperature range for Ultra-Ever Dry SE 7.6.110 Answer The working temperature range for the product is from -30&deg;F to 300&deg;F (-34&deg;C to 149&deg;C) once it has been applied. It has been effective at temperatures up to 500&deg;F, but we would recommend further testing for any application that will see temperatures above 300&deg;F (149&deg;C). 2. How long will Ultra-Ever Dry coating last Answer Environmental conditions will affect duration and these can vary. Abrasion is the leading cause of reduction in the superhydrophobic coating's life. Under non-abrasive, static conditions, you should expect to see many years of outdoor service. Indoor applications will exceed that of outdoor applications. 3. What materials will the Ultra-Every Dry adhere or bond to Answer Almost any material is a candidate for Ultra-Ever Dry application; steel, aluminum, other metals, plastic, leather, fabric, wood, concrete, etc. 4. How abrasion-resistant is Ultra-Ever Dry SE 7.6.110 Answer One of the breakthroughs for this product is its abrasion resistance. The proprietary material provides more abrasion resistance than previous superhydrophobic materials, registering a result of 110on the Tabor Abrasion Method (ASTM D4060-10). If abrasion is a concern, testing is recommended. If the superhydrophobic coating is removed due to abrasion, it can be reapplied by re-spraying. 5. Will the superhydrophobic coating still work if the top coat is greatly reduced due to abrasion Answer Yes. In many situations, the superhydrophobicnature of the material may be diminished but the remaining top coat and bottom coat still provide the functionality of keeping the coated material from getting wet, iced-up or corroding. This is application dependent. 6. How many square feet or square meters can a gallon of Ultra-Ever Dry cover Answer A gallon of Ultra-Ever Dry will cover 150: 180 square feet or 14 - 16 square meters. 7. How is Ultra-Ever Dry applied Answer The two-part system (top and bottom coat) is sprayed on using air sprayers, pump sprayers or even finger trigger sprayers. NOTE: Both parts (top and bottom coat) are required for all applications of Ultra-Ever Dry. 8. How long does Ultra-Ever Dry SE 7.6.110 take to cure Answer Generally about 20 - 30 minutes for the bottom coat and 5-10 minutes for the top coat. This can be reduced by applying heat using an oven or an industrial heat gun or blow dryer. 9. What do the terms "superhydrophobic" and "oleophobic" mean Answer Superhydrophobic refers to a coating that exhibits superior water repelling properties that exceeds 150 degrees of contact angle when measuring the sphere of a drop of water on the surface. Ultra-Ever Dry creates an angle of 165-175 degrees. Well-known windshield water repellants are closer to 110degrees and are only "hydrophobic". Oleophobic refers to the ability to repel oil and other hydrocarbons. This chart will help illustrate. 10. What color is thesuperhydrophobiccoating Answer The standard product is a translucent white. We do not have a transparent formula at this time. Custom colors are available upon request, minimums may apply. It is recommended to try the superhydrophobiccoating in an inconspicuous area first if color is important. Extended Information APPLICATIONS: Some of the ways that Ultra-Ever Dry can be used. Boots and footwear Nuts, bolts and other hardware Cinder blocks Bricks Concrete trucks Concrete washout chutes Stairs, railings and catwalks Clothing / apparel Fall protection Engines Building supplies Cooling coils Hats, caps and other headwear Gloves Outdoor seating Tools and equipment Machinery HVAC Paint equipment Electric motors Boats and marinas Air stripper trays Paper mill rollers Concrete counter tops Work vehicles Water proofing and water resistant coating for concrete Coating anything you want to be self-cleaning when it rains or easier to clean. Coating anything you want to be dry immediately after it rains. Coating any metal for corrosion protection Coating anything you do not want ice to form on or be easily removed from Coating anything you do not want bacteria on | EA | N/A | N/A | 787.2 | All Commercial Customers | 0% | 5% | 5% | 747.84 | 753.4912 | 6-11 of Same Item 10% off ¦ 12+ of same Item 15% off | 7 days | Destination | USA
540-16 | Ultra Tech | 4005 | UT-4005 | N/A | Ultra-Ever Dry Nanotechnology Non-Stick Coating, Top Coat, 5 gallon - Part 2 of 2 | Ultra Ever-Dry Terms and Conditions Protect your valuables from water, oil, filth and other environmental damage. Ultra-Ever Dry Nanotechnology Non-Stick Coating, Top Coat, 5 Gallon - Part 2 of 2. This amazing nonstick preservative is a TWO-part system. Both the Bottom Coat and Top Coat must be applied for the product to be effective. Sticks to steel, aluminum, other metals, plastic, leather, fabric, wood, concrete, and more! Combined product cost for top and bottom coat is typically around $2.16 per square foot, making it much cheaper to protect rather than replace valuable tools and objects. Note: This product is fully EPA Approved for industrial and commercial use only. We cannot sell this product to individual consumers. Ultra-Ever Dry Nanotechnology Non-Stick Coating, Top Coat, 5 Gallon - Part 2 of 2. Ultra-Ever Dry is a super-hydrophobic (water resistant) and oleophobic (resistant to hydrocarbons ) coating that will completely repel almost any liquid! Protect your items from water, grease, paint, mud, corrosion, bacterial growth, and more. Ultra-Ever Dry uses proprietary nanotechnology to coat an object and create a barrier of air on its surface. This barrier repels water, refined oil, wet concrete, and other liquids unlike any other coating of 2. Ultra-Ever Dry has vastly improved adhesion and abrasion resistance, compared to previous technologies, allowing it to be used in applications where greater durability is required. Anti-Wetting The superhydrophobic coating keeps objects dry, water and many other liquids simply repel off. Anti-Corrosion: Maximum corrosion protection since the superhydrophobic coating ensures water and moisture never actually contact the base material. Anti-Icing The superhydrophobic properties of Ultra-Ever dry keeps coated materials completely dry, eliminating the formation of ice. Anti-Contaminatio: Dust, dirt, water and other liquids that contain bacteria or radiation never actually contact the surface of the coated material so bacteria and radiation is greatly diminished or eliminated and easy to decontaminate to sterile, if needed. Self-Cleaning The Ultra-Ever Dry repels dirty water and thick oils, and remains clean and virtually bacteria-free. When dust, dirt or other molecules accumulate on a superhyrophobic coated surface, a light spray of water or a blast of air grabs the dust and removes it. Product Life-Extendin: Many products fail from moisture, water, oil or simply getting too dirty for continued use. Use Ultra-Ever Dry superhydrophobic coating to extend the life of work gloves and other PPE, electric motors by preventing moisture on the windings, coat nuts and bolts to prevent corrosion, coat tools, equipment, and virtually any item that needs to be kept dry, corrosion free, de-iced, uncontaminated or clean. Save money, provide greater safety and a cleaner work environment. FREQUENTLY ASKED QUESTION 1. What is the working temperature range for Ultra-Ever Dry SE 7.6.110 Answer The working temperature range for the product is from -30&deg;F to 300&deg;F (-34&deg;C to 149&deg;C) once it has been applied. It has been effective at temperatures up to 500&deg;F, but we would recommend further testing for any application that will see temperatures above 300&deg;F (149&deg;C). 2. How long will Ultra-Ever Dry coating last Answer Environmental conditions will affect duration and these can vary. Abrasion is the leading cause of reduction in the superhydrophobic coating's life. Under non-abrasive, static conditions, you should expect to see many years of outdoor service. Indoor applications will exceed that of outdoor applications. 3. What materials will the Ultra-Every Dry adhere or bond to Answer Almost any material is a candidate for Ultra-Ever Dry application; steel, aluminum, other metals, plastic, leather, fabric, wood, concrete, etc. 4. How abrasion-resistant is Ultra-Ever Dry SE 7.6.110 Answer One of the breakthroughs for this product is its abrasion resistance. The proprietary material provides more abrasion resistance than previous superhydrophobic materials, registering a result of 110on the Tabor Abrasion Method (ASTM D4060-10). If abrasion is a concern, testing is recommended. If the superhydrophobic coating is removed due to abrasion, it can be reapplied by re-spraying. 5. Will the superhydrophobic coating still work if the top coat is greatly reduced due to abrasion Answer Yes. In many situations, the superhydrophobicnature of the material may be diminished but the remaining top coat and bottom coat still provide the functionality of keeping the coated material from getting wet, iced-up or corroding. This is application dependent. 6. How many square feet or square meters can a gallon of Ultra-Ever Dry cover Answer A gallon of Ultra-Ever Dry will cover 150: 180 square feet or 14 - 16 square meters. 7. How is Ultra-Ever Dry applied Answer The two-part system (top and bottom coat) is sprayed on using air sprayers, pump sprayers or even finger trigger sprayers. NOTE: Both parts (top and bottom coat) are required for all applications of Ultra-Ever Dry. 8. How long does Ultra-Ever Dry SE 7.6.110 take to cure Answer Generally about 20 - 30 minutes for the bottom coat and 5-10 minutes for the top coat. This can be reduced by applying heat using an oven or an industrial heat gun or blow dryer. 9. What do the terms "superhydrophobic" and "oleophobic" mean Answer Superhydrophobic refers to a coating that exhibits superior water repelling properties that exceeds 150 degrees of contact angle when measuring the sphere of a drop of water on the surface. Ultra-Ever Dry creates an angle of 165-175 degrees. Well-known windshield water repellants are closer to 110degrees and are only "hydrophobic". Oleophobic refers to the ability to repel oil and other hydrocarbons. This chart will help illustrate. 10. What color is thesuperhydrophobiccoating Answer The standard product is a translucent white. We do not have a transparent formula at this time. Custom colors are available upon request, minimums may apply. It is recommended to try the superhydrophobiccoating in an inconspicuous area first if color is important. Extended Information APPLICATIONS: Some of the ways that Ultra-Ever Dry can be used. Boots and footwear Nuts, bolts and other hardware Cinder blocks Bricks Concrete trucks Concrete washout chutes Stairs, railings and catwalks Clothing / apparel Fall protection Engines Building supplies Cooling coils Hats, caps and other headwear Gloves Outdoor seating Tools and equipment Machinery HVAC Paint equipment Electric motors Boats and marinas Air stripper trays Paper mill rollers Concrete counter tops Work vehicles Water proofing and water resistant coating for concrete Coating anything you want to be self-cleaning when it rains or easier to clean. Coating anything you want to be dry immediately after it rains. Coating any metal for corrosion protection Coating anything you do not want ice to form on or be easily removed from Coating anything you do not want bacteria on | EA | N/A | N/A | 1524.8 | All Commercial Customers | 0% | 5% | 5% | 1448.56 | 1459.5063 | 6-11 of Same Item 10% off ¦ 12+ of same Item 15% off | 7 days | Destination | USA
540-16 | Ultra Tech | 4008 | UT-4008 | N/A | Ultra-Ever Dry Nanotechnology Non-Stick Coating, Bottom Coat, 50 gallon - Part 1 of 2 | Ultra Ever-Dry Terms and Conditions. Protect your valuables from water, oil, filth and other environmental damage. Ultra-Ever Dry Nanotechnology Non-Stick Coating, Bottom Coat, 50 Gallon - Part 1 of 2. This amazing nonstick preservative is a Two-part system. Both the Bottom Coat and Top Coat must be applied for the product to be effective. Sticks to steel, aluminum, other metals, plastic, leather, fabric, wood, concrete, and more! Combined product cost for top and bottom coat is typically around $2.16 per square foot, making it much cheaper to protect rather than replace valuable tools and objects. Note: This product is fully EPA Approved for industrial and commercial use only. We cannot sell this product to individual consumers. Ultra-Ever Dry Nanotechnology Non-Stick Coating, Bottom Coat, 50 Gallon - Part 1 of 2. Ultra-Ever Dry is a super-hydrophobic (water resistant) and oleophobic (resistant to hydrocarbons ) coating that will completely repel almost any liquid! Protect your items from water, grease, paint, mud, corrosion, bacterial growth, and more. Ultra-Ever Dry uses proprietary nanotechnology to coat an object and create a barrier of air on its surface. This barrier repels water, refined oil, wet concrete, and other liquids unlike any other coating of 2. Ultra-Ever Dry has vastly improved adhesion and abrasion resistance, compared to previous technologies, allowing it to be used in applications where greater durability is required. Anti-Wetting. The super hydrophobic coating keeps objects dry, water and many other liquids simply repel off. Anti-Corrosion. : Maximum corrosion protection since the super hydrophobic coating ensures water and moisture never actually contact the base material. Anti-Icing. The super hydrophobic properties of Ultra-Ever dry keeps coated materials completely dry, eliminating the formation of ice. Anti-Contamination. : Dust, dirt, water and other liquids that contain bacteria or radiation never actually contact the surface of the coated material so bacteria and radiation is greatly diminished or eliminated and easy to decontaminate to sterile, if needed. Self-Cleaning. The Ultra-Ever Dry repels dirty water and thick oils, and remains clean and virtually bacteria-free. When dust, dirt or other molecules accumulate on a super hydrophobic coated surface, a light spray of water or a blast of air grabs the dust and removes it. Product Life-Extending. : Many products fail from moisture, water, oil or simply getting too dirty for continued use. Use Ultra-Ever Dry super hydrophobic coating to extend the life of work gloves and other PPE, electric motors by preventing moisture on the windings, coat nuts and bolts to prevent corrosion, coat tools, equipment, and virtually any item that needs to be kept dry, corrosion free, de-iced, uncontaminated or clean. Save money, provide greater safety and a cleaner work environment. FREQUENTLY ASKED QUESTION, 1. What is the working temperature range for Ultra-Ever Dry SE 7.6.110 , Answer. The working temperature range for the product is from -30&deg;F to 300&deg;F (-34&deg;C to 149&deg;C) once it has been applied. It has been effective at temperatures up to 500&deg;F, but we would recommend further testing for any application that will see temperatures above 300&deg;F (149&deg;C). 2. How long will Ultra-Ever Dry coating last, Answer. Environmental conditions will affect duration and these can vary. Abrasion is the leading cause of reduction in the super hydrophobic coating's life. Under non-abrasive, static conditions, you should expect to see many years of outdoor service. Indoor applications will exceed that of outdoor applications. 3. What materials will the Ultra-Every Dry adhere or bond to, Answer. Almost any material is a candidate for Ultra-Ever Dry application; steel, aluminum, other metals, plastic, leather, fabric, wood, concrete, etc. 4. How abrasion-resistant is Ultra-Ever Dry SE 7.6.110, Answer. One of the breakthroughs for this product is its abrasion resistance. The proprietary material provides more abrasion resistance than previous super hydrophobic materials, registering a result of 110on the Tabor Abrasion Method (ASTM D4060-10). If abrasion is a concern, testing is recommended. If the super hydrophobic coating is removed due to abrasion, it can be reapplied by re-spraying. 5. Will the super hydrophobic coating still work if the top coat is greatly reduced due to abrasion, Answer. Yes. In many situations, the super hydrophobic nature of the material may be diminished but the remaining top coat and bottom coat still provide the functionality of keeping the coated material from getting wet, iced-up or corroding. This is application dependent. 6. How many square feet or square meters can a gallon of Ultra-Ever Dry cover, Answer. A gallon of Ultra-Ever Dry will cover 150: 180 square feet or 14 - 16 square meters. 7. How is Ultra-Ever Dry applied, Answer. The two-part system (top and bottom coat) is sprayed on using air sprayers, pump sprayers or even finger trigger sprayers. NOTE: Both parts (top and bottom coat) are required for all applications of Ultra-Ever Dry. 8. How long does Ultra-Ever Dry SE 7.6.110 take to cure, Answer. Generally about 20 - 30 minutes for the bottom coat and 5-10 minutes for the top coat. This can be reduced by applying heat using an oven or an industrial heat gun or blow dryer. 9. What do the terms "super hydrophobic" and "oleophobic" mean, Answer. Super hydrophobic refers to a coating that exhibits superior water repelling properties that exceeds 150 degrees of contact angle when measuring the sphere of a drop of water on the surface. Ultra-Ever Dry creates an angle of 165-175 degrees. Well-known windshield water repellants are closer to 110degrees and are only "hydrophobic". Oleophobic refers to the ability to repel oil and other hydrocarbons. This chart will help illustrate. 10. What color is the. super hydrophobic. coating, Answer. The standard product is a translucent white. We do not have a transparent formula at this time. Custom colors are available upon request, minimums may apply. It is recommended to try the super hydrophobic coating in an inconspicuous area first if color is important. Extended Information. APPLICATIONS:. Some. of the ways that Ultra-Ever Dry can be used, Boots and footwear. Nuts, bolts and other hardware. Cinder blocks. Bricks. Concrete trucks. Concrete washout chutes. Stairs, railings and catwalks. Clothing / apparel. Fall protection. Engines. Building supplies. Cooling coils. Hats, caps and other headwear. Gloves. Outdoor seating. Tools and equipment. Machinery. HVAC. Paint equipment. Electric motors. Boats and marinas. Air stripper trays. Paper mill rollers. Concrete counter tops. Work vehicles. Water proofing and water resistant coating for concrete. Coating anything you want to be self-cleaning when it rains or easier to clean. Coating anything you want to be dry immediately after it rains. Coating any metal for corrosion protection. Coating anything you do not want ice to form on or be easily removed from. Coating anything you do not want bacteria on. | EA | N/A | N/A | 5901 | All Commercial Customers | 0% | 5% | 5% | 5605.95 | 5648.3123 | 6-11 of Same Item 10% off ¦ 12+ of same Item 15% off | 7 days | Destination | USA
540-16 | Ultra Tech | 4009 | UT-4009 | N/A | Ultra-Ever Dry Nanotechnology Non-Stick Coating, Top Coat, 50 gallon - Part 2 of 2 | Ultra Ever-Dry Terms and Conditions. Protect your valuables from water, oil, filth and other environmental damage. Ultra-Ever Dry Nanotechnology Non-Stick Coating, Top Coat, 50 Gallon - Part 2 of 2. This amazing nonstick preservative is a Two-part system. Both the Bottom Coat and Top Coat must be applied for the product to be effective. Sticks to steel, aluminum, other metals, plastic, leather, fabric, wood, concrete, and more! Combined product cost for top and bottom coat is typically around $2.16 per square foot, making it much cheaper to protect rather than replace valuable tools and objects. Note: This product is fully EPA Approved for industrial and commercial use only. We cannot sell this product to individual consumers. Ultra-Ever Dry Nanotechnology Non-Stick Coating, Top Coat, 50 Gallon - Part 2 of 2. Ultra-Ever Dry is a super-hydrophobic (water resistant) and oleophobic (resistant to hydrocarbons ) coating that will completely repel almost any liquid! Protect your items from water, grease, paint, mud, corrosion, bacterial growth, and more. Ultra-Ever Dry uses proprietary nanotechnology to coat an object and create a barrier of air on its surface. This barrier repels water, refined oil, wet concrete, and other liquids unlike any other coating of 2. Ultra-Ever Dry has vastly improved adhesion and abrasion resistance, compared to previous technologies, allowing it to be used in applications where greater durability is required. Anti-Wetting. The super hydrophobic coating keeps objects dry, water and many other liquids simply repel off. Anti-Corrosion. : Maximum corrosion protection since the super hydrophobic coating ensures water and moisture never actually contact the base material. Anti-Icing. The super hydrophobic properties of Ultra-Ever dry keeps coated materials completely dry, eliminating the formation of ice. Anti-Contamination. : Dust, dirt, water and other liquids that contain bacteria or radiation never actually contact the surface of the coated material so bacteria and radiation is greatly diminished or eliminated and easy to decontaminate to sterile, if needed. Self-Cleaning. The Ultra-Ever Dry repels dirty water and thick oils, and remains clean and virtually bacteria-free. When dust, dirt or other molecules accumulate on a super hydrophobic coated surface, a light spray of water or a blast of air grabs the dust and removes it. Product Life-Extending. : Many products fail from moisture, water, oil or simply getting too dirty for continued use. Use Ultra-Ever Dry super hydrophobic coating to extend the life of work gloves and other PPE, electric motors by preventing moisture on the windings, coat nuts and bolts to prevent corrosion, coat tools, equipment, and virtually any item that needs to be kept dry, corrosion free, de-iced, uncontaminated or clean. Save money, provide greater safety and a cleaner work environment. FREQUENTLY ASKED QUESTION, 1. What is the working temperature range for Ultra-Ever Dry SE 7.6.110 , Answer. The working temperature range for the product is from -30&deg;F to 300&deg;F (-34&deg;C to 149&deg;C) once it has been applied. It has been effective at temperatures up to 500&deg;F, but we would recommend further testing for any application that will see temperatures above 300&deg;F (149&deg;C). 2. How long will Ultra-Ever Dry coating last, Answer. Environmental conditions will affect duration and these can vary. Abrasion is the leading cause of reduction in the super hydrophobic coating's life. Under non-abrasive, static conditions, you should expect to see many years of outdoor service. Indoor applications will exceed that of outdoor applications. 3. What materials will the Ultra-Every Dry adhere or bond to, Answer. Almost any material is a candidate for Ultra-Ever Dry application; steel, aluminum, other metals, plastic, leather, fabric, wood, concrete, etc. 4. How abrasion-resistant is Ultra-Ever Dry SE 7.6.110, Answer. One of the breakthroughs for this product is its abrasion resistance. The proprietary material provides more abrasion resistance than previous super hydrophobic materials, registering a result of 110on the Tabor Abrasion Method (ASTM D4060-10). If abrasion is a concern, testing is recommended. If the super hydrophobic coating is removed due to abrasion, it can be reapplied by re-spraying. 5. Will the super hydrophobic coating still work if the top coat is greatly reduced due to abrasion, Answer. Yes. In many situations, the super hydrophobic nature of the material may be diminished but the remaining top coat and bottom coat still provide the functionality of keeping the coated material from getting wet, iced-up or corroding. This is application dependent. 6. How many square feet or square meters can a gallon of Ultra-Ever Dry cover, Answer. A gallon of Ultra-Ever Dry will cover 150: 180 square feet or 14 - 16 square meters. 7. How is Ultra-Ever Dry applied, Answer. The two-part system (top and bottom coat) is sprayed on using air sprayers, pump sprayers or even finger trigger sprayers. NOTE: Both parts (top and bottom coat) are required for all applications of Ultra-Ever Dry. 8. How long does Ultra-Ever Dry SE 7.6.110 take to cure, Answer. Generally about 20 - 30 minutes for the bottom coat and 5-10 minutes for the top coat. This can be reduced by applying heat using an oven or an industrial heat gun or blow dryer. 9. What do the terms "super hydrophobic" and "oleophobic" mean, Answer. Super hydrophobic refers to a coating that exhibits superior water repelling properties that exceeds 150 degrees of contact angle when measuring the sphere of a drop of water on the surface. Ultra-Ever Dry creates an angle of 165-175 degrees. Well-known windshield water repellants are closer to 110degrees and are only "hydrophobic". Oleophobic refers to the ability to repel oil and other hydrocarbons. This chart will help illustrate. 10. What color is the. super hydrophobic. coating, Answer. The standard product is a translucent white. We do not have a transparent formula at this time. Custom colors are available upon request, minimums may apply. It is recommended to try the super hydrophobic coating in an inconspicuous area first if color is important. Extended Information. APPLICATIONS:. Some. of the ways that Ultra-Ever Dry can be used, Boots and footwear. Nuts, bolts and other hardware. Cinder blocks. Bricks. Concrete trucks. Concrete washout chutes. Stairs, railings and catwalks. Clothing / apparel. Fall protection. Engines. Building supplies. Cooling coils. Hats, caps and other headwear. Gloves. Outdoor seating. Tools and equipment. Machinery. HVAC. Paint equipment. Electric motors. Boats and marinas. Air stripper trays. Paper mill rollers. Concrete counter tops. Work vehicles. Water proofing and water resistant coating for concrete. Coating anything you want to be self-cleaning when it rains or easier to clean. Coating anything you want to be dry immediately after it rains. Coating any metal for corrosion protection. Coating anything you do not want ice to form on or be easily removed from. Coating anything you do not want bacteria on. | EA | N/A | N/A | 11466 | All Commercial Customers | 0% | 5% | 5% | 10892.7 | 10975.0126 | 6-11 of Same Item 10% off ¦ 12+ of same Item 15% off | 7 days | Destination | USA
540-16 | Ultra Tech | 4120 | UT-4120 | N/A | Ultra-Power Sprayer for Ultra Ever Dry Nano Coating | New Ultra Ever Dry Power Sprayer provides a more uniform and consistent coating - critical for success with Ultra-Ever Dry?The Ultra-Power Sprayer is specially designed for applying Ultra-Ever Dry. This multi-purpose sprayer is ideal for a wide range of larger projects. The Sprayer provides the user with maximum control and minimal overspray. Outstanding features include a fast, three-pattern changing system, a thumb-control paint-flow dial, a one-quart wide-mouth paint container, and an angled pick-up tube for overhead or downward spraying. Clean up is quick and easy. New Ultra Ever Dry Power Sprayer provides a more uniform and consistent coating - critical for success with Ultra-Ever Dry?The Ultra-Power Sprayer is specially designed for applying Ultra-Ever Dry. This multi-purpose sprayer is ideal for a wide range of larger projects. The Sprayer provides the user with maximum control and minimal overspray. Outstanding features include a fast, three-pattern changing system, a thumb-control paint-flow dial, a one-quart wide-mouth paint container, and an angled pick-up tube for overhead or downward spraying. Clean up is quick and easy.Specially designed for applying Ultra-Ever Dry superhydrophobic nano technology non-stick coating. | EA | N/A | N/A | 252.8 | All Commercial Customers | 0% | 5% | 5% | 240.16 | 241.9748 | 6-11 of Same Item 10% off ¦ 12+ of same Item 15% off | 7 days | Destination | GBR
540-16 | Ultra Tech | 4122 | UT-4122 | N/A | Mini Sprayer for Ultra Ever Dry Nano Coating, Set of 2 | Ultra Ever Dry Mini Sprayer provides a uniform and consistent coating, critical for success with Ultra-Ever Dry. The Ultra-Mini Sprayer is a professional grade spray system that is great for countless applications of Ultra-Ever Dry superhydrophobic nano technology non-stick coating. It's disposable, recyclable, easy to clean, and, best of all, no compressor is needed. The Ultra-Mini Sprayer's venturi vacuum process pulls Ultra-Ever Dry from the refillable container and delivers a professional-grade spray stream to virtually any surface. Easy replacement and cleanup with interchangeable and disposable parts. New Ultra Ever Dry Mini Sprayer provides a uniform and consistent coating - critical for success with Ultra-Ever Dry. The Ultra-Mini Sprayer is a professional grade spray system that is great for countless applications of Ultra-Ever Dry superhydrophobic nano technology non-stick coating. It's disposable, recyclable, easy to clean, and, best of all, no compressor is needed. The Ultra-Mini Sprayer's venturi vacuum process pulls Ultra-Ever Dry from the refillable container and delivers a professional-grade spray stream to virtually any surface. Easy replacement and cleanup with interchangeable and disposable parts. | EA | N/A | N/A | 22.8 | All Commercial Customers | 0% | 5% | 5% | 21.66 | 21.8237 | 6-11 of Same Item 10% off ¦ 12+ of same Item 15% off | 7 days | Destination | USA
540-16 | UltraTech | 5105 | UT-5105 | N/A | UltraTech 5105 Ultra-Spill Vac, 55 Gal, Battery Model | UltraTech 5105 is a portable system which responds very fast to mishaps and spills. Features: 55 gallon sizes available. Highly economical. Portable system. Quick response to all mishaps and spills. Electric powered model. Patented regenerative blower. Offers great suction. No contact with chemicals directly. | EA | N/A | N/A | 9520 | All Commercial Customers | 0% | 5% | 5% | 9044 | 9112.3426 | 6-11 of Same Item 10% off ¦ 12+ of same Item 15% off | 7 days | Destination | USA
540-16 | UltraTech | 5110 | UT-5110 | N/A | UltraTech 5110 Ultra-Spill Vac, 110 Gal, Gas Model | UltraTech 5110 is a portable system which responds very fast to mishaps and spills. Features: 110 gallon sizes available. Highly economical. Portable system. Quick response to all mishaps and spills. Gas powered model. Patented regenerative blower. Offers great suction. No contact with chemicals directly. | EA | N/A | N/A | 15960 | All Commercial Customers | 0% | 5% | 5% | 15162 | 15276.5743 | 6-11 of Same Item 10% off ¦ 12+ of same Item 15% off | 7 days | Destination | USA
540-16 | UltraTech | 5115 | UT-5115 | N/A | UltraTech 5115 Ultra-Spill Vac, 110 Gal, Battery Model | UltraTech 5115 is a portable system which responds very fast to mishaps and spills. Features: 110 gallon sizes available. Highly economical. Portable system. Quick response to all mishaps and spills. Battery powered model. Patented regenerative blower. Offers great suction. No contact with chemicals directly. | EA | N/A | N/A | 19040 | All Commercial Customers | 0% | 5% | 5% | 18088 | 18224.6851 | 6-11 of Same Item 10% off ¦ 12+ of same Item 15% off | 7 days | Destination | USA
540-16 | UltraTech | 6305 | UT-6305 | N/A | UltraTech 6305 Decon Deck P4 for Tactical Models | UltraTech Decon deck P4 is suitable for tactical models. Features: Ultra-decon deck P4 Fit for tactical models | EA | N/A | N/A | 425.6 | All Commercial Customers | 0% | 5% | 5% | 404.32 | 407.3753 | 6-11 of Same Item 10% off ¦ 12+ of same Item 15% off | 7 days | Destination | USA
540-16 | UltraTech | 6355 | UT-6355 | N/A | UltraTech 6355 Decon Deck - Supply hose for Gross-Rinse Shower | UltraTech 6355 Decon deck supply hose for gross-rinse shower. Features: Ultra-decon deck supply hose Suitable for gross-rinse shower | EA | N/A | N/A | 62.4 | All Commercial Customers | 0% | 5% | 5% | 59.28 | 59.728 | 6-11 of Same Item 10% off ¦ 12+ of same Item 15% off | 7 days | Destination | USA
540-16 | UltraTech | 6360 | UT-6360 | N/A | UltraTech 6360 Decon Deck - Gross Rinse Shower for Tactical and Hospital Models | UltraTech 6360 Decon Deck is suitable for all hospital and tactical models. Features: Length : 84" Material : PVC Connection Size : &frac34; Suitable for tactical and hospital models. Includes shower head, shut off valve and hose connection. | EA | N/A | N/A | 115.2 | All Commercial Customers | 0% | 5% | 5% | 109.44 | 110.267 | 6-11 of Same Item 10% off ¦ 12+ of same Item 15% off | 7 days | Destination | USA
540-16 | UltraTech | 6541 | UT-6541 | N/A | UltraTech 6541 Filter Pad, 42" x 30" | UltraTech 6541 uses filter pads on oil fields, construction sites and other specific areas where there is a need for spill containment. Features: Overall Height - 3 inches Overall Length - 42 inches Overall Width - 30 inches Polyethylene and PVC construction Includes two inch foam sidewalls that offer strong structure which help to keep stormwater Lightweight and durable. Folds for quick storage and easy transport Includes replaceable Ultra-X liners which capture grease, fuel leaks, spills and oil easily. Clean water passes through as it filters hydrocarbons out. Eco-Smart uses products that use natural materials, are bio-degradable, phosphorous free and use natural materials. Uses 100% recycled content. | EA | N/A | N/A | 179.2 | All Commercial Customers | 0% | 5% | 5% | 170.24 | 171.5264 | 6-11 of Same Item 10% off ¦ 12+ of same Item 15% off | 7 days | Destination | USA
540-16 | UltraTech | 6542 | UT-6542 | N/A | UltraTech 6542 Filter Pad, 60" x 48" | UltraTech 6542 uses filter pads on oil fields, construction sites and other specific areas where there is a need for spill containment. Features: Polyethylene and PVC construction Includes two inch foam sidewalls that offer strong structure which help to keep stormwater Lightweight and durable. Folds for quick storage and easy transport Includes replaceable Ultra-X liners which capture grease, fuel leaks, spills and oil easily. Clean water passes through as it filters hydrocarbons out. Eco-Smart uses products that use natural materials, are bio-degradable, phosphorous free and use natural materials. Uses 100% recycled content. | EA | N/A | N/A | 270.4 | All Commercial Customers | 0% | 5% | 5% | 256.88 | 258.8212 | 6-11 of Same Item 10% off ¦ 12+ of same Item 15% off | 7 days | Destination | USA
540-16 | UltraTech | 6551 | UT-6551 | N/A | UltraTech 6551 Filter Pad Liner, 42" x 30", 4 Pack | UltraTech 6550 uses super filter pads on oil fields, construction sites and in other areas where there is a need for spill containment. Features: Polyethylene and PVC construction. Overall Height - 1 inches Overall Length - 30 inches Overall Width - 24 inches Helps clean water passage easily while it filters out hydrocarbons. Ultra-Tex liners capture all fuel leaks, spills, grease and oil easily. Two inch foam sidewalls offer great structure. Help in containing storm water. Made from 100% recycled content. Eco-Smart uses products that use natural materials, are bio-degradable, phosphorous free and use natural materials. Lightweight and highly durable. Foldable Easy and quick storage and transport. | EA | N/A | N/A | 132.8 | All Commercial Customers | 0% | 5% | 5% | 126.16 | 127.1134 | 6-11 of Same Item 10% off ¦ 12+ of same Item 15% off | 7 days | Destination | USA
540-16 | UltraTech | 6552 | UT-6552 | N/A | UltraTech 6552 Filter Pad Liner, 60" x 48", 4 Pack | UltraTech 6550 uses super filter pads on oil fields, construction sites and in other areas where there is a need for spill containment. Features: Polyethylene and PVC construction. Overall Height - 1 inches Overall Length - 30 inches Overall Width - 24 inches Helps clean water passage easily while it filters out hydrocarbons. Ultra-Tex liners capture all fuel leaks, spills, grease and oil easily. Two inch foam sidewalls offer great structure. Help in containing storm water. Made from 100% recycled content. Eco-Smart uses products that use natural materials, are bio-degradable, phosphorous free and use natural materials. Lightweight and highly durable. Foldable Easy and quick storage and transport. | EA | N/A | N/A | 256 | All Commercial Customers | 0% | 5% | 5% | 243.2 | 245.0378 | 6-11 of Same Item 10% off ¦ 12+ of same Item 15% off | 7 days | Destination | USA
540-16 | UltraTech | 7152 | UT-7152 | N/A | UltraTech 7152 Utility Filter Sock, without cam fitting | UltraTech Filter sock is specially made to get rid of oil borne contaminants and visible oils which include PCB-Æs from water which is pumped from all utility vaults, many catch basins and other areas which generally collect water. Features: Made from X-Tex. This is made using 100% recycled material which lets large quantity of water to pass through. Helps in removing contaminants and visible oils from water in manholes, utility vaults and different holding areas. Available with or without a quick connect cam fitting. Testing results have shown 99.4% TSS removal Includes 5 gallon bucket with locking lid. High flow rate. Helps comply with NPDES, 40 CFR 122.26 (1999). | EA | N/A | N/A | 304 | All Commercial Customers | 0% | 5% | 5% | 288.8 | 290.9824 | 6-11 of Same Item 10% off ¦ 12+ of same Item 15% off | 7 days | Destination | USA
540-16 | UltraTech | 7153 | UT-7153 | N/A | UltraTech 7153 Utility Filter Sock, with cam fitting | UltraTech Filter sock is specially made to get rid of oil borne contaminants and visible oils which include PCB-Æs from water which is pumped from all utility vaults, many catch basins and other areas which generally collect water. Features: Made from X-Tex. This is made using 100% recycled material which lets large quantity of water to pass through. Helps in removing contaminants and visible oils from water in manholes, utility vaults and different holding areas. Available with or without a quick connect cam fitting. Testing results have shown 99.4% TSS removal Includes 5 gallon bucket with locking lid. High flow rate. Helps comply with NPDES, 40 CFR 122.26 (1999). | EA | N/A | N/A | 352 | All Commercial Customers | 0% | 5% | 5% | 334.4 | 336.927 | 6-11 of Same Item 10% off ¦ 12+ of same Item 15% off | 7 days | Destination | USA
540-16 | Ultra Tech | 8012 | UT-8012 | N/A | Spill Containment Berm Pop Up Pool - 100 gallon (Yellow) | UltraTech needs simple unfolding and opening bladder compartment.Excellent chemical resistance. Helps in minimizing environmental damage and cleaning costs. Stores all inside spill kits, under/behind seats or in tool boxes. Good for response to damaged saddle tanks, hazmat spills, leaking containers, piping and machinery. Responds in seconds. | EA | N/A | N/A | 121.6 | All Commercial Customers | 0% | 5% | 5% | 115.52 | 116.3929 | 6-11 of Same Item 10% off ¦ 12+ of same Item 15% off | 7 days | Destination | USA
540-16 | UltraTech | 8016 | UT-8016 | N/A | UltraTech 8016 Pop Up Pool Plus, 150 Gallon | UltraTech needs simple unfolding and opening bladder compartment.Excellent chemical resistance. Helps in minimizing environmental damage and cleaning costs. Stores all inside spill kits, under/behind seats or in tool boxes. Good for response to damaged saddle tanks, hazmat spills, leaking containers, piping and machinery. Responds in seconds. | EA | N/A | N/A | 137.6 | All Commercial Customers | 0% | 5% | 5% | 130.72 | 131.7078 | 6-11 of Same Item 10% off ¦ 12+ of same Item 15% off | 7 days | Destination | USA
540-16 | UltraTech | 8155 | UT-8155 | N/A | UltraTech 8155 Pop Up Pool - Cab Mount Container for Economy Models | Pop up spill containment pools capture leaks and spills to minimize environmental damage and clean-up costs. The Ultra-Pop Up Pool® is a compact, easy-to-use spill response product that can be used as a catch-all for many spill containment applications including: leaking drums, hydraulic lines, pipes, machinery, and packages. Its patented foam ring around the edges raises the walls as the amount of liquid increases, making it easy to set up in emergencies. Sprung Steel Models include a carrying bag. | EA | N/A | N/A | 67.2 | All Commercial Customers | 0% | 5% | 5% | 63.84 | 64.3224 | 6-11 of Same Item 10% off ¦ 12+ of same Item 15% off | 7 days | Destination | USA
540-16 | Ultra Tech | 8160 | UT-8160 | N/A | Spill Containment Berm Pop Up Pool - 250 gallon (Orange) | Pop up spill containment pools capture leaks and spills to minimize environmental damage and clean-up costs. The Ultra-Pop Up Pool® is a compact, easy-to-use spill response product that can be used as a catch-all for many spill containment applications including: leaking drums, hydraulic lines, pipes, machinery, and packages. Its patented foam ring around the edges raises the walls as the amount of liquid increases, making it easy to set up in emergencies. Sprung Steel Models include a carrying bag. | EA | N/A | N/A | 406.4 | All Commercial Customers | 0% | 5% | 5% | 386.08 | 388.9975 | 6-11 of Same Item 10% off ¦ 12+ of same Item 15% off | 7 days | Destination | USA
540-16 | Ultra Tech | 8162 | UT-8162 | N/A | Spill Containment Berm Pop Up Pool - 400 gallon (Orange) | Pop up spill containment pools capture leaks and spills to minimize environmental damage and clean-up costs. The Ultra-Pop Up Pool® is a compact, easy-to-use spill response product that can be used as a catch-all for many spill containment applications including: leaking drums, hydraulic lines, pipes, machinery, and packages. Its patented foam ring around the edges raises the walls as the amount of liquid increases, making it easy to set up in emergencies. Sprung Steel Models include a carrying bag. | EA | N/A | N/A | 497.6 | All Commercial Customers | 0% | 5% | 5% | 472.72 | 476.2922 | 6-11 of Same Item 10% off ¦ 12+ of same Item 15% off | 7 days | Destination | USA
540-16 | Ultra Tech | 8210 | UT-8210 | N/A | Spill Containment Berms, Stake Wall Model - 10x10 | UltraTech Containment Berm, Ultimate ModeUltraTech Containment Berm, Ultimate ModeUltraTech Containment Berm, Ultimate ModeUltraTech Containment Berm, Ultimate ModeUltraTech Containment Berm, Ultimate ModeUltraTech Containment Berm, Ultimate ModeUltraTech Containment Berm, Ultimate ModeUltraTech Containment Berm, Ultimate ModeUltraTech Containment Berm, Ultimate ModeUltraTech Containment Berm, Ultimate ModeUltraTech Containment Berm, Ultimate ModeUltraTech Containment Berm, Ultimate ModeUltraTech Containment Berm, Ultimate ModeUltraTech Containment Berm, Ultimate ModeUltraTech Containment Berm, Ultimate ModeUltraTech Containment Berm, Ultimate ModeUltraTech Containment Berm, Ultimate ModeUltraTech Containment Berm, Ultimate ModeUltraTech Containment Berm, Ultimate ModeUltraTech Containment Berm, Ultimate ModeUltraTech Containment Berm, Ultimate ModeUltraTech Containment Berm, Ultimate ModeUltraTech Containment Berm, Ultimate ModeUltraTech Containment Berm, Ultimate ModeUltraTech Containment Berm, Ultimate ModeUltraTech Containment Berm, Ultimate ModeUltraTech Containment Berm, Ultimate ModeUltraTech Containment Berm, Ultimate ModeUltraTech Containment Berm, Ultimate ModeUltraTech Containment Berm, Ultimate ModeUltraTech Containment Berm, Ultimate ModeUltraTech Containment Berm, Ultimate ModeUltraTech Containment Berm, Ultimate ModeUltraTech Containment Berm, Ultimate ModeUltraTech Containment Berm, Ultimate ModeUltraTech Containment Berm, Ultimate ModeUltraTech Containment Berm, Ultimate ModeUltraTech Containment Berm, Ultimate ModeUltraTech Containment Berm, Ultimate ModeUltraTech Containment Berm, Ultimate ModeUltraTech Containment Berm, Ultimate ModeUltraTech Containment Berm, Ultimate ModeUltraTech Containment Berm, Ultimate ModeUltraTech Containment Berm, Ultimate ModeUltraTech Containment Berm, Ultimate ModeUltraTech Containment Berm, Ultimate ModeUltraTech Containment Berm, Ultimate ModeUltraTech Containment Berm, Ultimate ModeUltraTech Containment Berm, Ultimate ModeUltraTech Containment Berm, Ultimate ModeUltraTech Containment Berm, Ultimate ModeUltraTech Containment Berm, Ultimate ModeUltraTech Containment Berm, Ultimate ModeUltraTech Containment Berm, Ultimate ModeUltraTech Containment Berm, Ultimate ModeUltraTech Containment Berm, Ultimate ModeUltraTech Containment Berm, Ultimate ModeUltraTech Containment Berm, Ultimate ModeUltraTech Containment Berm, Ultimate ModeUltraTech Containment Berm, Ultimate ModeUltraTech Containment Berm, Ultimate ModeUltraTech Containment Berm, Ultimate ModeUltraTech Containment Berm, Ultimate ModeUltraTech Containment Berm, Ultimate ModeUltraTech Containment Berm, Ultimate ModeUltraTech Containment Berm, Ultimate ModeUltraTech Containment Berm, Ultimate ModeUltraTech Containment Berm, Ultimate ModeUltraTech Containment Berm, Ultimate ModeUltraTech Containment Berm, Ultimate ModeUltraTech Containment Berm, Ultimate ModeUltraTech Containment Berm, Ultimate ModeUltraTech Containment Berm, Ultimate Mode"0" /> | EA | N/A | N/A | 1965.6 | All Commercial Customers | 0% | 5% | 5% | 1867.32 | 1881.4307 | 6-11 of Same Item 10% off ¦ 12+ of same Item 15% off | 7 days | Destination | USA
540-16 | Ultra Tech | 8212 | UT-8212 | N/A | Spill Containment Berms, Stake Wall Model - 15x66 | UltraTech Containment Berm, Ultimate ModeUltraTech Containment Berm, Ultimate ModeUltraTech Containment Berm, Ultimate ModeUltraTech Containment Berm, Ultimate ModeUltraTech Containment Berm, Ultimate ModeUltraTech Containment Berm, Ultimate ModeUltraTech Containment Berm, Ultimate ModeUltraTech Containment Berm, Ultimate ModeUltraTech Containment Berm, Ultimate ModeUltraTech Containment Berm, Ultimate ModeUltraTech Containment Berm, Ultimate ModeUltraTech Containment Berm, Ultimate ModeUltraTech Containment Berm, Ultimate ModeUltraTech Containment Berm, Ultimate ModeUltraTech Containment Berm, Ultimate ModeUltraTech Containment Berm, Ultimate ModeUltraTech Containment Berm, Ultimate ModeUltraTech Containment Berm, Ultimate ModeUltraTech Containment Berm, Ultimate ModeUltraTech Containment Berm, Ultimate ModeUltraTech Containment Berm, Ultimate ModeUltraTech Containment Berm, Ultimate ModeUltraTech Containment Berm, Ultimate ModeUltraTech Containment Berm, Ultimate ModeUltraTech Containment Berm, Ultimate ModeUltraTech Containment Berm, Ultimate ModeUltraTech Containment Berm, Ultimate ModeUltraTech Containment Berm, Ultimate ModeUltraTech Containment Berm, Ultimate ModeUltraTech Containment Berm, Ultimate ModeUltraTech Containment Berm, Ultimate ModeUltraTech Containment Berm, Ultimate ModeUltraTech Containment Berm, Ultimate ModeUltraTech Containment Berm, Ultimate ModeUltraTech Containment Berm, Ultimate ModeUltraTech Containment Berm, Ultimate ModeUltraTech Containment Berm, Ultimate ModeUltraTech Containment Berm, Ultimate ModeUltraTech Containment Berm, Ultimate ModeUltraTech Containment Berm, Ultimate ModeUltraTech Containment Berm, Ultimate ModeUltraTech Containment Berm, Ultimate ModeUltraTech Containment Berm, Ultimate ModeUltraTech Containment Berm, Ultimate ModeUltraTech Containment Berm, Ultimate ModeUltraTech Containment Berm, Ultimate ModeUltraTech Containment Berm, Ultimate ModeUltraTech Containment Berm, Ultimate ModeUltraTech Containment Berm, Ultimate ModeUltraTech Containment Berm, Ultimate ModeUltraTech Containment Berm, Ultimate ModeUltraTech Containment Berm, Ultimate ModeUltraTech Containment Berm, Ultimate ModeUltraTech Containment Berm, Ultimate ModeUltraTech Containment Berm, Ultimate ModeUltraTech Containment Berm, Ultimate ModeUltraTech Containment Berm, Ultimate ModeUltraTech Containment Berm, Ultimate ModeUltraTech Containment Berm, Ultimate ModeUltraTech Containment Berm, Ultimate ModeUltraTech Containment Berm, Ultimate ModeUltraTech Containment Berm, Ultimate ModeUltraTech Containment Berm, Ultimate ModeUltraTech Containment Berm, Ultimate ModeUltraTech Containment Berm, Ultimate ModeUltraTech Containment Berm, Ultimate ModeUltraTech Containment Berm, Ultimate ModeUltraTech Containment Berm, Ultimate ModeUltraTech Containment Berm, Ultimate ModeUltraTech Containment Berm, Ultimate ModeUltraTech Containment Berm, Ultimate ModeUltraTech Containment Berm, Ultimate ModeUltraTech Containment Berm, Ultimate Mode"0" /> | EA | N/A | N/A | 9479.4 | All Commercial Customers | 0% | 5% | 5% | 9005.43 | 9073.4811 | 6-11 of Same Item 10% off ¦ 12+ of same Item 15% off | 7 days | Destination | USA
540-16 | UltraTech | 8250 | UT-8250 | N/A | UltraTech 8250 Containment Berm, Economy Model: 4' x 6' x 1', 28 oz. | Containment Berm is an economy model. Features: Measurement: 4' x 6' x 1', Economical design. Safe and secure containment. Cost savings. L-shaped aluminium brackets. Offer great sidewall support. Easy to assemble. | EA | N/A | N/A | 518.4 | All Commercial Customers | 0% | 5% | 5% | 492.48 | 496.2015 | 6-11 of Same Item 10% off ¦ 12+ of same Item 15% off | 7 days | Destination | USA
540-16 | UltraTech | 8309 | UT-8309 | N/A | UltraTech 8309 Containment Berm, Stake Wall Model: 6' x 6' x 1' - XR-5, 30 oz. | UltraTech stake is an ultra-containment berm. Features: In compliance with federal and local storm water regulations. Perfect for containment of drums in remote areas. Unique design which allows sidewalls to collapse. Does not rely on hinged straps, cumbersome frames and inflation. No additional set up needed. Roll drums over the sidewalls. | EA | N/A | N/A | 1393.6 | All Commercial Customers | 0% | 5% | 5% | 1323.92 | 1333.9244 | 6-11 of Same Item 10% off ¦ 12+ of same Item 15% off | 7 days | Destination | USA
540-16 | UltraTech | 8310 | UT-8310 | N/A | UltraTech 8310 Containment Berm, Stake Wall Model: 10' x 10' x 1' - XR-5, 30 oz. | UltraTech stake is an ultra-containment berm. Features: In compliance with federal and local storm water regulations. Perfect for containment of drums in remote areas. Unique design which allows sidewalls to collapse. Does not rely on hinged straps, cumbersome frames and inflation. No additional set up needed. Roll drums over the sidewalls. | EA | N/A | N/A | 2182.6 | All Commercial Customers | 0% | 5% | 5% | 2073.47 | 2089.1385 | 6-11 of Same Item 10% off ¦ 12+ of same Item 15% off | 7 days | Destination | USA
540-16 | UltraTech | 8332 | UT-8332 | N/A | UltraTech 8332 Containment Berm, Stake Wall Model: 15' x 66' x 1' - XR-5, 30 oz. | UltraTech 8322 for ultra-containment berm. Features: Measures 64-feet length by 16-feet width. For Ultra-containment berm. Ground tarp. | EA | N/A | N/A | 10424.4 | All Commercial Customers | 0% | 5% | 5% | 9903.18 | 9978.0151 | 6-11 of Same Item 10% off ¦ 12+ of same Item 15% off | 7 days | Destination | USA
540-16 | UltraTech | 8337 | UT-8337 | N/A | UltraTech 8337 Containment Berm, Stake Wall Model: 15' x 50' x 1' - XR-5, 30 oz. | UltraTech 8334 is a ground trap for foam. Features: Measures 70-feet length by 19-feet width. Foam wall ultra-containment berm. Material - Polypropylene (PP). | EA | N/A | N/A | 8279.6 | All Commercial Customers | 0% | 5% | 5% | 7865.62 | 7925.0579 | 6-11 of Same Item 10% off ¦ 12+ of same Item 15% off | 7 days | Destination | USA
540-16 | UltraTech | 8338 | UT-8338 | N/A | UltraTech 8338 Containment Berm Ground Tarp 19' x 54': For all 15' x 50s | UltraTech 8338 containment berm ground trap. Features: Media bottle has a wide mouth. Offers a polystyrene body for great durability and stability. Cylindrical shape for many applications. Wide mouth filling ease. Measured storing and dispensing. Sealed, screw cap secures which prevents evaporation and spills. | EA | N/A | N/A | 1328 | All Commercial Customers | 0% | 5% | 5% | 1261.6 | 1271.1335 | 6-11 of Same Item 10% off ¦ 12+ of same Item 15% off | 7 days | Destination | USA
540-16 | UltraTech | 8369 | UT-8369 | N/A | UltraTech 8369 Hose Stand, Heavy-Duty | UltraTech 8369 is a heavy duty hose stand. Features: Helps to keep hoses off berm sidewalls. Helps in maintaining structuring integrity and also capacity of containment. Features a large Large (7") saddle diameter. This is suitable for all kinds of fuel hoses. Offers a versatile design. Suitable for use inside and outside of the berm. It can also straddle berm sidewall. This is made from lightweight polystyrene which is coated with polyurea. Offers great weight bearing capacity. Offers great stability. Simple to use. | EA | N/A | N/A | 200 | All Commercial Customers | 0% | 5% | 5% | 190 | 191.4358 | 6-11 of Same Item 10% off ¦ 12+ of same Item 15% off | 7 days | Destination | USA
540-16 | Ultra Tech | 8400 | UT-8400 | N/A | Spill Containment Berms, Collapsible Wall Model - 10x10 | Economical Design Sets Up Quickly and provides secure containment The Collapsible Wall Model Containment Berm features rugged PVC sidewall assemblies for sidewall support. Simply swivel the "feet" of the PVC supports to lower or raise the sidewalls in just seconds!. Meets SPCC and EPA Container Storage Regulation 40 CFR 264.175. Custom sizes available. Simply swivel the "feet" of the PVC supports to lower or raise the sidewalls. Vehicles and equipment can then roll over the top of the collapsed wall for convenient entry and exit. | EA | N/A | N/A | 1307.2 | All Commercial Customers | 0% | 5% | 5% | 1241.84 | 1251.2242 | 6-11 of Same Item 10% off ¦ 12+ of same Item 15% off | 7 days | Destination | USA
540-16 | Ultra Tech | 8401 | UT-8401 | N/A | Spill Containment Berms, Collapsible Wall Model - 15x50 | Economical Design Sets Up Quickly and provides secure containment The Collapsible Wall Model Containment Berm features rugged PVC sidewall assemblies for sidewall support. Simply swivel the "feet" of the PVC supports to lower or raise the sidewalls in just seconds!. Meets SPCC and EPA Container Storage Regulation 40 CFR 264.175. Custom sizes available. Simply swivel the "feet" of the PVC supports to lower or raise the sidewalls. Vehicles and equipment can then roll over the top of the collapsed wall for convenient entry and exit. | EA | N/A | N/A | 4396 | All Commercial Customers | 0% | 5% | 5% | 4176.2 | 4207.7582 | 6-11 of Same Item 10% off ¦ 12+ of same Item 15% off | 7 days | Destination | USA
540-16 | Ultra Tech | 8402 | UT-8402 | N/A | Spill Containment Berms, Collapsible Wall Model - 15x66 | Economical Design Sets Up Quickly and provides secure containment The Collapsible Wall Model Containment Berm features rugged PVC sidewall assemblies for sidewall support. Simply swivel the "feet" of the PVC supports to lower or raise the sidewalls in just seconds!. Meets SPCC and EPA Container Storage Regulation 40 CFR 264.175. Custom sizes available. Simply swivel the "feet" of the PVC supports to lower or raise the sidewalls. Vehicles and equipment can then roll over the top of the collapsed wall for convenient entry and exit. | EA | N/A | N/A | 5644.8 | All Commercial Customers | 0% | 5% | 5% | 5362.56 | 5403.0831 | 6-11 of Same Item 10% off ¦ 12+ of same Item 15% off | 7 days | Destination | USA
540-16 | Ultra Tech | 8403 | UT-8403 | N/A | Spill Containment Berms, Collapsible Wall Model - 6x6 | Economical Design Sets Up Quickly and provides secure containment The Collapsible Wall Model Containment Berm features rugged PVC sidewall assemblies for sidewall support. Simply swivel the "feet" of the PVC supports to lower or raise the sidewalls in just seconds!. Meets SPCC and EPA Container Storage Regulation 40 CFR 264.175. Custom sizes available. Simply swivel the "feet" of the PVC supports to lower or raise the sidewalls. Vehicles and equipment can then roll over the top of the collapsed wall for convenient entry and exit. | EA | N/A | N/A | 841.6 | All Commercial Customers | 0% | 5% | 5% | 799.52 | 805.5617 | 6-11 of Same Item 10% off ¦ 12+ of same Item 15% off | 7 days | Destination | USA
540-16 | Ultra Tech | 8404 | UT-8404 | N/A | Spill Containment Berms, Collapsible Wall Model - 12x60 | Economical Design Sets Up Quickly and provides secure containment The Collapsible Wall Model Containment Berm features rugged PVC sidewall assemblies for sidewall support. Simply swivel the "feet" of the PVC supports to lower or raise the sidewalls in just seconds!. Meets SPCC and EPA Container Storage Regulation 40 CFR 264.175. Custom sizes available. Simply swivel the "feet" of the PVC supports to lower or raise the sidewalls. Vehicles and equipment can then roll over the top of the collapsed wall for convenient entry and exit. | EA | N/A | N/A | 4592 | All Commercial Customers | 0% | 5% | 5% | 4362.4 | 4395.3652 | 6-11 of Same Item 10% off ¦ 12+ of same Item 15% off | 7 days | Destination | USA
540-16 | Ultra Tech | 8431 | UT-8431 | N/A | Spill Containment Berm Rapid Rise Model - 6x6 | Ultra Spill Containment Berm Rapid Rise Model; Sidewalls Stay Lowered And Out Of The Way Until They Are Needed! Sidewalls remain down during normal operations, loading and unloading. Vehicles and equipment can drive in and out with no set-up or take-down required. In the case of a spill, the foam ring around the top perimeter of the Containment Berm rises with the level of spilled liquid. Helps meet EPA Container Storage Regulation 40 CFR 264.175 and SPCC requirements. Custom sizes available. Standard material of construction is Copolymer 2000(28,028 L). Material of Construction: Copolymer 2000, an ethylene copolymer, is standard. Copolymer 3000, XR5, polyurethane and other materials are also available on a custom basis.* Please note that because the sidewalls of this model lay inward (toward the center of the Berm), usable space is 15 inches less than what is shown in the product description (e.g. Usable space for a 10' x 10' Berm is approximately 8'9" x 8'9") | EA | N/A | N/A | 859.2 | All Commercial Customers | 0% | 5% | 5% | 816.24 | 822.4081 | 6-11 of Same Item 10% off ¦ 12+ of same Item 15% off | 7 days | Destination | USA
540-16 | Ultra Tech | 8432 | UT-8432 | N/A | Spill Containment Berm Rapid Rise Model - 12x26 | Ultra Spill Containment Berm Rapid Rise Model; Sidewalls Stay Lowered And Out Of The Way Until They Are Needed! Sidewalls remain down during normal operations, loading and unloading. Vehicles and equipment can drive in and out with no set-up or take-down required. In the case of a spill, the foam ring around the top perimeter of the Containment Berm rises with the level of spilled liquid. Helps meet EPA Container Storage Regulation 40 CFR 264.175 and SPCC requirements. Custom sizes available. Standard material of construction is Copolymer 2000(28,028 L). Material of Construction: Copolymer 2000, an ethylene copolymer, is standard. Copolymer 3000, XR5, polyurethane and other materials are also available on a custom basis.* Please note that because the sidewalls of this model lay inward (toward the center of the Berm), usable space is 15 inches less than what is shown in the product description (e.g. Usable space for a 10' x 10' Berm is approximately 8'9" x 8'9") | EA | N/A | N/A | 1494.4 | All Commercial Customers | 0% | 5% | 5% | 1419.68 | 1430.4081 | 6-11 of Same Item 10% off ¦ 12+ of same Item 15% off | 7 days | Destination | USA
540-16 | UltraTech | 8507 | UT-8507 | N/A | UltraTech 8507 Containment Berm, Ultimate Model: 15' x 66' x 1', 28 oz. | UltraTech ultra-containment berm. Features: Overall Height - 1 feet. Overall Length - 66 feet. Overall Width - 15 feet. Standard construction material - copolymer 2000. Unique, living hinge design. Hands-free drive in/drive out no need to manually raise or lower the endwalls. Long sidewalls are held upright by PVC sidewall assemblies. Economical and convenient spill containment for drums. | EA | N/A | N/A | 6097 | All Commercial Customers | 0% | 5% | 5% | 5792.15 | 5835.9194 | 6-11 of Same Item 10% off ¦ 12+ of same Item 15% off | 7 days | Destination | USA
540-16 | Ultra Tech | 8550 | UT-8550 | N/A | UltraTech Containment Berm, Ultimate Model: 10 x 20 (1496 gal) | UltraTech ultra-containment berm. Features: Overall Height - 1 feet. Overall Length - 66 feet. Overall Width - 15 feet. Standard construction material - copolymer 2000. Unique, living hinge design. Hands-free drive in/drive out no need to manually raise or lower the endwalls. Long sidewalls are held upright by PVC sidewall assemblies. Economical and convenient spill containment for drums. | EA | N/A | N/A | 2132.2 | All Commercial Customers | 0% | 5% | 5% | 2025.59 | 2040.8967 | 6-11 of Same Item 10% off ¦ 12+ of same Item 15% off | 7 days | Destination | USA
540-16 | Ultra Tech | 8551 | UT-8551 | N/A | UltraTech Containment Berm, Ultimate Model: 10 x 30 (2244 gal) | UltraTech ultra-containment berm. Features: Overall Height - 1 feet. Overall Length - 66 feet. Overall Width - 15 feet. Standard construction material - copolymer 2000. Unique, living hinge design. Hands-free drive in/drive out no need to manually raise or lower the endwalls. Long sidewalls are held upright by PVC sidewall assemblies. Economical and convenient spill containment for drums. | EA | N/A | N/A | 2802.8 | All Commercial Customers | 0% | 5% | 5% | 2662.66 | 2682.7809 | 6-11 of Same Item 10% off ¦ 12+ of same Item 15% off | 7 days | Destination | USA
540-16 | Ultra Tech | 8553 | UT-8553 | N/A | UltraTech Containment Berm, Ultimate Model: 10 x 50 (3740 gal) | UltraTech ultra-containment berm. Features: Overall Height - 1 feet. Overall Length - 66 feet. Overall Width - 15 feet. Standard construction material - copolymer 2000. Unique, living hinge design. Hands-free drive in/drive out no need to manually raise or lower the endwalls. Long sidewalls are held upright by PVC sidewall assemblies. Economical and convenient spill containment for drums. | EA | N/A | N/A | 4501 | All Commercial Customers | 0% | 5% | 5% | 4275.95 | 4308.262 | 6-11 of Same Item 10% off ¦ 12+ of same Item 15% off | 7 days | Destination | USA
540-16 | Ultra Tech | 8554 | UT-8554 | N/A | UltraTech Containment Berm, Ultimate Model: 12 x 12 (1077 gal) | UltraTech ultra-containment berm. Features: Overall Height - 1 feet. Overall Length - 66 feet. Overall Width - 15 feet. Standard construction material - copolymer 2000. Unique, living hinge design. Hands-free drive in/drive out no need to manually raise or lower the endwalls. Long sidewalls are held upright by PVC sidewall assemblies. Economical and convenient spill containment for drums. | EA | N/A | N/A | 1538.6 | All Commercial Customers | 0% | 5% | 5% | 1461.67 | 1472.7154 | 6-11 of Same Item 10% off ¦ 12+ of same Item 15% off | 7 days | Destination | USA
540-16 | Ultra Tech | 8555 | UT-8555 | N/A | UltraTech Containment Berm, Ultimate Model: 12 x 20 (1795 gal) | UltraTech ultra-containment berm. Features: Overall Height - 1 feet. Overall Length - 66 feet. Overall Width - 15 feet. Standard construction material - copolymer 2000. Unique, living hinge design. Hands-free drive in/drive out no need to manually raise or lower the endwalls. Long sidewalls are held upright by PVC sidewall assemblies. Economical and convenient spill containment for drums. | EA | N/A | N/A | 2237.2 | All Commercial Customers | 0% | 5% | 5% | 2125.34 | 2141.4005 | 6-11 of Same Item 10% off ¦ 12+ of same Item 15% off | 7 days | Destination | USA
540-16 | Ultra Tech | 8556 | UT-8556 | N/A | UltraTech Containment Berm, Ultimate Model: 12 x 30 (2692 gal) | UltraTech ultra-containment berm. Features: Overall Height - 1 feet. Overall Length - 66 feet. Overall Width - 15 feet. Standard construction material - copolymer 2000. Unique, living hinge design. Hands-free drive in/drive out no need to manually raise or lower the endwalls. Long sidewalls are held upright by PVC sidewall assemblies. Economical and convenient spill containment for drums. | EA | N/A | N/A | 2945.6 | All Commercial Customers | 0% | 5% | 5% | 2798.32 | 2819.466 | 6-11 of Same Item 10% off ¦ 12+ of same Item 15% off | 7 days | Destination | USA
540-16 | Ultra Tech | 8557 | UT-8557 | N/A | UltraTech Containment Berm, Ultimate Model: 12 x 40 (3590 gal) | UltraTech ultra-containment berm. Features: Overall Height - 1 feet. Overall Length - 66 feet. Overall Width - 15 feet. Standard construction material - copolymer 2000. Unique, living hinge design. Hands-free drive in/drive out no need to manually raise or lower the endwalls. Long sidewalls are held upright by PVC sidewall assemblies. Economical and convenient spill containment for drums. | EA | N/A | N/A | 3915.8 | All Commercial Customers | 0% | 5% | 5% | 3720.01 | 3748.1209 | 6-11 of Same Item 10% off ¦ 12+ of same Item 15% off | 7 days | Destination | USA
540-16 | Ultra Tech | 8558 | UT-8558 | N/A | UltraTech Containment Berm, Ultimate Model: 12 x 50 (4488 gal) | UltraTech ultra-containment berm. Features: Overall Height - 1 feet. Overall Length - 66 feet. Overall Width - 15 feet. Standard construction material - copolymer 2000. Unique, living hinge design. Hands-free drive in/drive out no need to manually raise or lower the endwalls. Long sidewalls are held upright by PVC sidewall assemblies. Economical and convenient spill containment for drums. | EA | N/A | N/A | 4718 | All Commercial Customers | 0% | 5% | 5% | 4482.1 | 4515.9698 | 6-11 of Same Item 10% off ¦ 12+ of same Item 15% off | 7 days | Destination | USA
540-16 | Ultra Tech | 8559 | UT-8559 | N/A | UltraTech Containment Berm, Ultimate Model: 15 x 15 (1683 gal) | UltraTech ultra-containment berm. Features: Overall Height - 1 feet. Overall Length - 66 feet. Overall Width - 15 feet. Standard construction material - copolymer 2000. Unique, living hinge design. Hands-free drive in/drive out no need to manually raise or lower the endwalls. Long sidewalls are held upright by PVC sidewall assemblies. Economical and convenient spill containment for drums. | EA | N/A | N/A | 2079 | All Commercial Customers | 0% | 5% | 5% | 1975.05 | 1989.9748 | 6-11 of Same Item 10% off ¦ 12+ of same Item 15% off | 7 days | Destination | USA
540-16 | Ultra Tech | 8560 | UT-8560 | N/A | UltraTech Containment Berm, Ultimate Model: 15 x 20 (2244 gal) | UltraTech ultra-containment berm. Features: Overall Height - 1 feet. Overall Length - 66 feet. Overall Width - 15 feet. Standard construction material - copolymer 2000. Unique, living hinge design. Hands-free drive in/drive out no need to manually raise or lower the endwalls. Long sidewalls are held upright by PVC sidewall assemblies. Economical and convenient spill containment for drums. | EA | N/A | N/A | 2571.8 | All Commercial Customers | 0% | 5% | 5% | 2443.21 | 2461.6725 | 6-11 of Same Item 10% off ¦ 12+ of same Item 15% off | 7 days | Destination | USA
540-16 | Ultra Tech | 8561 | UT-8561 | N/A | UltraTech Containment Berm, Ultimate Model: 15 x 30 (3366 gal) | UltraTech ultra-containment berm. Features: Overall Height - 1 feet. Overall Length - 66 feet. Overall Width - 15 feet. Standard construction material - copolymer 2000. Unique, living hinge design. Hands-free drive in/drive out no need to manually raise or lower the endwalls. Long sidewalls are held upright by PVC sidewall assemblies. Economical and convenient spill containment for drums. | EA | N/A | N/A | 3529.4 | All Commercial Customers | 0% | 5% | 5% | 3352.93 | 3378.267 | 6-11 of Same Item 10% off ¦ 12+ of same Item 15% off | 7 days | Destination | USA
540-16 | Ultra Tech | 8562 | UT-8562 | N/A | UltraTech Containment Berm, Ultimate Model: 15 x 40 (4488 gal) | UltraTech ultra-containment berm. Features: Overall Height - 1 feet. Overall Length - 66 feet. Overall Width - 15 feet. Standard construction material - copolymer 2000. Unique, living hinge design. Hands-free drive in/drive out no need to manually raise or lower the endwalls. Long sidewalls are held upright by PVC sidewall assemblies. Economical and convenient spill containment for drums. | EA | N/A | N/A | 4415.6 | All Commercial Customers | 0% | 5% | 5% | 4194.82 | 4226.5189 | 6-11 of Same Item 10% off ¦ 12+ of same Item 15% off | 7 days | Destination | USA
540-16 | Ultra Tech | 8610 | UT-8610 | N/A | Spill Containment Berm, Compact Copolymer 2000 - 6x6 | Spill Containment Berms, Compact Model Folds Into A Tight Package - Minimal Space Required To Store Onboard Trucks And Hazmat Response Vehicles!Compact, lightweight, portable design - no inflation required. Protects heavy equipment from spills during filling, discharging, cleaning and maintenance. Smaller sizes provide total containment of drums, tanks, generators, compressors and other equipment prone to leaks and spills. Sidewalls lower quickly to allow drive in / drive out. (See how sidewalls work) Custom Sizes Available! Meets SPCC and EPA Container Storage Regulation 40 CFR 264.175. ULTRA-CONTAINMENT BERM, COMPACT MODELPart Number Description Weight Containment Capacity UT-8609 4 1/2 x 6 1/2 x 1 1/2 (1.2 m x 1.8 m x .3 m) 34 lbs. (15 kg) 179 gallons (678 L) UT-8610 6 1/2 x 6 1/2 x 1 1/2 (1.8 m x 1.8 m x .3 m) 39 lbs. (17.5 kg) 269 gallons (1,018 L) UT-8611 10 1/2 x 10 1/2 x 1 1/2 (3 m x 3 m x .3 m) 72 lbs. (32.5 kg) 748 gallons (2,831 L) UT-8612 12 1/2 x 60 1/2 x 1 1/2 (3.7 m x 18.3 m x .3 m) 335 lb. (152 kg) 5,385 gallons (20,382 L) UT-8613 15 1/2 x 50 1/2 x 1 1/2 (4.6 m x 15.2 m x .3 m) 317 lbs. (144 kg) 5,610 gallons (21,234 L) UT-8614 15 1/2 x 66 1/2 x 1 1/2 (4.6 m x 20.1 m x .3 m) 404 lbs. (183.5 kg) 7,405 gallons (28,028 L)Material of Construction: Copolymer 2000, an ethylene copolymer, is standard. Copolymer 3000, XR5, polyurethane and other materials are also available on a custom basis.Compliance: 40 CFR 264.175 and SPCC Material Specifications Frequently Asked Questions (FAQs) U.S. Patent No. 6,092,686 | EA | N/A | N/A | 1185.6 | All Commercial Customers | 0% | 5% | 5% | 1126.32 | 1134.8312 | 6-11 of Same Item 10% off ¦ 12+ of same Item 15% off | 7 days | Destination | USA
540-16 | Ultra Tech | 8611 | UT-8611 | N/A | Spill Containment Berm, Compact Copolymer 2000 - 10x10 | Spill Containment Berms, Compact Model Folds Into A Tight Package - Minimal Space Required To Store Onboard Trucks And Hazmat Response Vehicles!Compact, lightweight, portable design - no inflation required. Protects heavy equipment from spills during filling, discharging, cleaning and maintenance. Smaller sizes provide total containment of drums, tanks, generators, compressors and other equipment prone to leaks and spills. Sidewalls lower quickly to allow drive in / drive out. (See how sidewalls work) Custom Sizes Available! Meets SPCC and EPA Container Storage Regulation 40 CFR 264.175. ULTRA-CONTAINMENT BERM, COMPACT MODELPart Number Description Weight Containment Capacity UT-8609 4 1/2 x 6 1/2 x 1 1/2 (1.2 m x 1.8 m x .3 m) 34 lbs. (15 kg) 179 gallons (678 L) UT-8610 6 1/2 x 6 1/2 x 1 1/2 (1.8 m x 1.8 m x .3 m) 39 lbs. (17.5 kg) 269 gallons (1,018 L) UT-8611 10 1/2 x 10 1/2 x 1 1/2 (3 m x 3 m x .3 m) 72 lbs. (32.5 kg) 748 gallons (2,831 L) UT-8612 12 1/2 x 60 1/2 x 1 1/2 (3.7 m x 18.3 m x .3 m) 335 lb. (152 kg) 5,385 gallons (20,382 L) UT-8613 15 1/2 x 50 1/2 x 1 1/2 (4.6 m x 15.2 m x .3 m) 317 lbs. (144 kg) 5,610 gallons (21,234 L) UT-8614 15 1/2 x 66 1/2 x 1 1/2 (4.6 m x 20.1 m x .3 m) 404 lbs. (183.5 kg) 7,405 gallons (28,028 L)Material of Construction: Copolymer 2000, an ethylene copolymer, is standard. Copolymer 3000, XR5, polyurethane and other materials are also available on a custom basis.Compliance: 40 CFR 264.175 and SPCC Material Specifications Frequently Asked Questions (FAQs) U.S. Patent No. 6,092,686 | EA | N/A | N/A | 1859.2 | All Commercial Customers | 0% | 5% | 5% | 1766.24 | 1779.5869 | 6-11 of Same Item 10% off ¦ 12+ of same Item 15% off | 7 days | Destination | USA
540-16 | Ultra Tech | 8612 | UT-8612 | N/A | Spill Containment Berm, Compact Copolymer 2000 - 12x60 | Spill Containment Berms, Compact Model Folds Into A Tight Package - Minimal Space Required To Store Onboard Trucks And Hazmat Response Vehicles!Compact, lightweight, portable design - no inflation required. Protects heavy equipment from spills during filling, discharging, cleaning and maintenance. Smaller sizes provide total containment of drums, tanks, generators, compressors and other equipment prone to leaks and spills. Sidewalls lower quickly to allow drive in / drive out. (See how sidewalls work) Custom Sizes Available! Meets SPCC and EPA Container Storage Regulation 40 CFR 264.175. ULTRA-CONTAINMENT BERM, COMPACT MODELPart Number Description Weight Containment Capacity UT-8609 4 1/2 x 6 1/2 x 1 1/2 (1.2 m x 1.8 m x .3 m) 34 lbs. (15 kg) 179 gallons (678 L) UT-8610 6 1/2 x 6 1/2 x 1 1/2 (1.8 m x 1.8 m x .3 m) 39 lbs. (17.5 kg) 269 gallons (1,018 L) UT-8611 10 1/2 x 10 1/2 x 1 1/2 (3 m x 3 m x .3 m) 72 lbs. (32.5 kg) 748 gallons (2,831 L) UT-8612 12 1/2 x 60 1/2 x 1 1/2 (3.7 m x 18.3 m x .3 m) 335 lb. (152 kg) 5,385 gallons (20,382 L) UT-8613 15 1/2 x 50 1/2 x 1 1/2 (4.6 m x 15.2 m x .3 m) 317 lbs. (144 kg) 5,610 gallons (21,234 L) UT-8614 15 1/2 x 66 1/2 x 1 1/2 (4.6 m x 20.1 m x .3 m) 404 lbs. (183.5 kg) 7,405 gallons (28,028 L)Material of Construction: Copolymer 2000, an ethylene copolymer, is standard. Copolymer 3000, XR5, polyurethane and other materials are also available on a custom basis.Compliance: 40 CFR 264.175 and SPCC Material Specifications Frequently Asked Questions (FAQs) U.S. Patent No. 6,092,686 | EA | N/A | N/A | 7669.2 | All Commercial Customers | 0% | 5% | 5% | 7285.74 | 7340.796 | 6-11 of Same Item 10% off ¦ 12+ of same Item 15% off | 7 days | Destination | USA
540-16 | Ultra Tech | 8613 | UT-8613 | N/A | Spill Containment Berm, Compact Copolymer 2000 - 15x50 | Spill Containment Berms, Compact Model Folds Into A Tight Package - Minimal Space Required To Store Onboard Trucks And Hazmat Response Vehicles!Compact, lightweight, portable design - no inflation required. Protects heavy equipment from spills during filling, discharging, cleaning and maintenance. Smaller sizes provide total containment of drums, tanks, generators, compressors and other equipment prone to leaks and spills. Sidewalls lower quickly to allow drive in / drive out. (See how sidewalls work) Custom Sizes Available! Meets SPCC and EPA Container Storage Regulation 40 CFR 264.175. ULTRA-CONTAINMENT BERM, COMPACT MODELPart Number Description Weight Containment Capacity UT-8609 4 1/2 x 6 1/2 x 1 1/2 (1.2 m x 1.8 m x .3 m) 34 lbs. (15 kg) 179 gallons (678 L) UT-8610 6 1/2 x 6 1/2 x 1 1/2 (1.8 m x 1.8 m x .3 m) 39 lbs. (17.5 kg) 269 gallons (1,018 L) UT-8611 10 1/2 x 10 1/2 x 1 1/2 (3 m x 3 m x .3 m) 72 lbs. (32.5 kg) 748 gallons (2,831 L) UT-8612 12 1/2 x 60 1/2 x 1 1/2 (3.7 m x 18.3 m x .3 m) 335 lb. (152 kg) 5,385 gallons (20,382 L) UT-8613 15 1/2 x 50 1/2 x 1 1/2 (4.6 m x 15.2 m x .3 m) 317 lbs. (144 kg) 5,610 gallons (21,234 L) UT-8614 15 1/2 x 66 1/2 x 1 1/2 (4.6 m x 20.1 m x .3 m) 404 lbs. (183.5 kg) 7,405 gallons (28,028 L)Material of Construction: Copolymer 2000, an ethylene copolymer, is standard. Copolymer 3000, XR5, polyurethane and other materials are also available on a custom basis.Compliance: 40 CFR 264.175 and SPCC Material Specifications Frequently Asked Questions (FAQs) U.S. Patent No. 6,092,686 | EA | N/A | N/A | 7264.6 | All Commercial Customers | 0% | 5% | 5% | 6901.37 | 6953.5214 | 6-11 of Same Item 10% off ¦ 12+ of same Item 15% off | 7 days | Destination | USA
540-16 | Ultra Tech | 8614 | UT-8614 | N/A | Spill Containment Berm, Compact Copolymer 2000 - 15x66 | Spill Containment Berms, Compact Model Folds Into A Tight Package - Minimal Space Required To Store Onboard Trucks And Hazmat Response Vehicles!Compact, lightweight, portable design - no inflation required. Protects heavy equipment from spills during filling, discharging, cleaning and maintenance. Smaller sizes provide total containment of drums, tanks, generators, compressors and other equipment prone to leaks and spills. Sidewalls lower quickly to allow drive in / drive out. (See how sidewalls work) Custom Sizes Available! Meets SPCC and EPA Container Storage Regulation 40 CFR 264.175. ULTRA-CONTAINMENT BERM, COMPACT MODELPart Number Description Weight Containment Capacity UT-8609 4 1/2 x 6 1/2 x 1 1/2 (1.2 m x 1.8 m x .3 m) 34 lbs. (15 kg) 179 gallons (678 L) UT-8610 6 1/2 x 6 1/2 x 1 1/2 (1.8 m x 1.8 m x .3 m) 39 lbs. (17.5 kg) 269 gallons (1,018 L) UT-8611 10 1/2 x 10 1/2 x 1 1/2 (3 m x 3 m x .3 m) 72 lbs. (32.5 kg) 748 gallons (2,831 L) UT-8612 12 1/2 x 60 1/2 x 1 1/2 (3.7 m x 18.3 m x .3 m) 335 lb. (152 kg) 5,385 gallons (20,382 L) UT-8613 15 1/2 x 50 1/2 x 1 1/2 (4.6 m x 15.2 m x .3 m) 317 lbs. (144 kg) 5,610 gallons (21,234 L) UT-8614 15 1/2 x 66 1/2 x 1 1/2 (4.6 m x 20.1 m x .3 m) 404 lbs. (183.5 kg) 7,405 gallons (28,028 L)Material of Construction: Copolymer 2000, an ethylene copolymer, is standard. Copolymer 3000, XR5, polyurethane and other materials are also available on a custom basis.Compliance: 40 CFR 264.175 and SPCC Material Specifications Frequently Asked Questions (FAQs) U.S. Patent No. 6,092,686 | EA | N/A | N/A | 9154.6 | All Commercial Customers | 0% | 5% | 5% | 8696.87 | 8762.5894 | 6-11 of Same Item 10% off ¦ 12+ of same Item 15% off | 7 days | Destination | USA
540-16 | UltraTech | 8640 | UT-8640 | N/A | UltraTech 8640 Ultra-Berm Builder Kit | UltraTech builder kit with 1 10-feet section connector collar, 4 Ultra-Berm builder corners, 1 8-ounces industrial vinyl adhesive and 6 floor sealant tubes!. Features: High-visibility yellow color. Durable, coolants, vinyl covering resists oils and most chemicals. Flexibility to create high-visibility custom and semi-permanent barrier. Build expensive cement or angle iron curbs. Economical containment for leaks and spills. Secure to floor with included sealant. | EA | N/A | N/A | 889.6 | All Commercial Customers | 0% | 5% | 5% | 845.12 | 851.5063 | 6-11 of Same Item 10% off ¦ 12+ of same Item 15% off | 7 days | Destination | USA
540-16 | UltraTech | 8700 | UT-8700 | N/A | UltraTech 8700 Site Entrance Kit, 12.5' x 50' | UltraTech 8700 offers every benefit of 200 lb woven geotextile and that too without buying the whole roll. Features: Dimensions - 2&frac12; x 50 (3.8 x 15.3) Weight - 26.0 (12.0) Available in 50-Æ and 100-Æ lengths (12.5-Æ width is standard) Self-contained kits Includes 12 inches pins that help in securing material right in the place. Heavy duty fabric. Best for soil stabilization and also for stabilizing of applications on construction sites. | EA | N/A | N/A | 120 | All Commercial Customers | 0% | 5% | 5% | 114 | 114.8615 | 6-11 of Same Item 10% off ¦ 12+ of same Item 15% off | 7 days | Destination | USA
540-16 | UltraTech | 8702 | UT-8702 | N/A | UltraTech 8702 Site Entrance Kit, 12.5' x 100' | UltraTech 8702 offers every benefit of 200 lb woven geotextile and that too without buying the whole roll. Features: Dimensions - 12&frac12; x 100 (3.8 x 30.5) Weight - 51.0 (23.0) Available in 50-Æ and 100-Æ lengths (12.5-Æ width is standard) Self-contained kits Includes 12 inches pins that help in securing material right in the place. Heavy duty fabric. Best for soil stabilization and also for stabilizing of applications on construction sites. | EA | N/A | N/A | 211.2 | All Commercial Customers | 0% | 5% | 5% | 200.64 | 202.1562 | 6-11 of Same Item 10% off ¦ 12+ of same Item 15% off | 7 days | Destination | USA
540-16 | UltraTech | 8931 | UT-8931 | N/A | UltraTech 8931 Drain Guard, Adjustable Frame Model, 10 Pack | UltraTech 8931 keeps its position even when grate removed. It has an adjustable catch basin insert which quickly resizes so that it fits into any storm drain. Features: Quick resizing; no need to trim excess material Performance: Up to 1.26 gallons (5 liters) of oil. Performance: Up to 40-pounds (18 kg) of sediment. Steel frame adjusts well to ensure drain guard is in place and does not fall. Includes heavy-duty hook-and-loop fasteners just around the drain perimeter. Steel frame can be easily reused. Replacement filter fabric is available. It can be easily installed. | EA | N/A | N/A | 478.4 | All Commercial Customers | 0% | 5% | 5% | 454.48 | 457.9144 | 6-11 of Same Item 10% off ¦ 12+ of same Item 15% off | 7 days | Destination | USA
540-16 | UltraTech | 9148 | UT-9148 | N/A | UltraTech 9148 Gutter Guard Plus Counterweight: One 7 lb. weight, 1 required for P/N 9151, 2 with P/N 9158, P/N 9154 and P/N 9159 | UltraTech Gutter guard helps in guarding flow curb inlets from sediment, silt and different contaminants. This is designed especially for curb inlets which offer high flow volumes. Features: Measures 1-1/2-inches diameter by 14-inches length Material - Polypropylene (PP) Weight -û 7 pounds Modular, 3-foot, inner frames. Offers compact transport and storage. The counterweight inserts in the outlet help in keeping the unit secure and upright. There are tie back straps at the other side of the unit which are used with sod pin or stake for enhanced anchoring. The unit is easy to clean. It can be reused again. Helps comply with NPDES, 40 CFR 122.26 (1999). | EA | N/A | N/A | 17.6 | All Commercial Customers | 0% | 5% | 5% | 16.72 | 16.8463 | 6-11 of Same Item 10% off ¦ 12+ of same Item 15% off | 7 days | Destination | USA
540-16 | UltraTech | 9151 | UT-9151 | N/A | UltraTech 9151 Gutter Guard Plus, 6"H x 6'L, no weight included | UltraTech 9151 helps in guarding flow curb inlets from sediment, silt and different contaminants. This is designed especially for curb inlets which offer high flow volumes. Features: Measures 6-feet length by 6-inches height. Material - Polypropylene (PP) Weight -û 10 pounds Modular, 3-foot, inner frames. Offers compact transport and storage. The counterweight inserts in the outlet help in keeping the unit secure and upright. There are tie back straps at the other side of the unit which are used with sod pin or stake for enhanced anchoring. The unit is easy to clean. It can be reused again. Helps comply with NPDES, 40 CFR 122.26 (1999). | EA | N/A | N/A | 132.8 | All Commercial Customers | 0% | 5% | 5% | 126.16 | 127.1134 | 6-11 of Same Item 10% off ¦ 12+ of same Item 15% off | 7 days | Destination | USA
540-16 | UltraTech | 9154 | UT-9154 | N/A | UltraTech 9154 Gutter Guard Plus, 6"H x 12'L, no weight included | UltraTech 9154 helps in guarding flow curb inlets from sediment, silt and different contaminants. This designing especially for curb inlets which offer high flow volumes. Features: Measures 12-feet length by 6-inches height. Material - Polypropylene (PP) Weight -û 16 pounds Modular, 3-foot, inner frames. Offers compact transport and storage. The counterweight inserts in the outlet help in keeping the unit secure and upright. There are tie back straps at the other side of the unit which are used with sod pin or stake for enhanced anchoring. The unit is easy to clean. It can be reused again. Helps comply with NPDES, 40 CFR 122.26 (1999). | EA | N/A | N/A | 281.6 | All Commercial Customers | 0% | 5% | 5% | 267.52 | 269.5416 | 6-11 of Same Item 10% off ¦ 12+ of same Item 15% off | 7 days | Destination | USA
540-16 | UltraTech | 9158 | UT-9158 | N/A | UltraTech 9158 Gutter Guard Plus, 6"H x 9'L, no weight included | UltraTech 9158 helps in guarding flow curb inlets from sediment, silt and different contaminants. This designing specially for curb inlets which offer high flow volumes. Features: Measures 9-feet length by 6-inches height. Material - Polypropylene (PP) Weight -û 13 pounds Modular, 3-foot, inner frames. Offers compact transport and storage. The counterweight inserts in the outlet help in keeping the unit secure and upright. There are tie back straps at the other side of the unit which are used with sod pin or stake for enhanced anchoring. The unit is easy to clean. It can be reused again. Helps comply with NPDES, 40 CFR 122.26 (1999). | EA | N/A | N/A | 179.2 | All Commercial Customers | 0% | 5% | 5% | 170.24 | 171.5264 | 6-11 of Same Item 10% off ¦ 12+ of same Item 15% off | 7 days | Destination | USA
540-16 | UltraTech | 9174 | UT-9174 | N/A | UltraTech 9174 Inlet Guard, 2'x3' Curb Style, no overflow port, Sediment Model | UltraTech 9174 in curb style helps in protecting inlets and drains but without lifting any grates. It helps in keeping debris, trash, sediment and sand out of drains. It is easy and quick to install when used with the help of built-in-magnets. No need to lift catch basin grates. Features: Material -ûPolyester Length -û 36 inches Width -û 24 inches This is suitable for combination drains. 192 gallon per square feet per minute. Helps to keep away debris, trash, sand, sediment and dirt from the drains. Low profile design. It can be driven over. This is unobtrusive to personnel and traffic. Geotextile material helps in removing hydrocarbons and oil from stormwater flow. Helps comply with NPDES, 40 CFR 122.26 (1999) and TMDL requirements. | EA | N/A | N/A | 86.4 | All Commercial Customers | 0% | 5% | 5% | 82.08 | 82.7003 | 6-11 of Same Item 10% off ¦ 12+ of same Item 15% off | 7 days | Destination | USA
540-16 | UltraTech | 9185 | UT-9185 | N/A | UltraTech 9185 Grate Pyramid, Fist 39" to 47" Grates | UltraTech 9185 helps in protecting inlet structures from all debris and sediment during construction. Features: Length -û 47 inches Width -û 39 inches Height -û 48 inches Color Finish -û Yellow Construction -û Geotextile Easy to install on most storm drains. It is not necessary to remove grating. It has convenient hooks for easy attachment. It uses a high flow reusable filter that offers good flow rate. Replacement filters are easily available. The heavy duty frame makes a strong barricade on most drop inlets. It offers a prominent marker about the location of the drain. Helps comply with NPDES, 40 CFR 122.26 (1999) and TMDL requirements. | EA | N/A | N/A | 483.2 | All Commercial Customers | 0% | 5% | 5% | 459.04 | 462.5088 | 6-11 of Same Item 10% off ¦ 12+ of same Item 15% off | 7 days | Destination | USA
540-16 | UltraTech | 9186 | UT-9186 | N/A | UltraTech 9186 Grate Pyramid, Fist 47" to 49" Grates | UltraTech 9185 helps in protecting inlet structures from all debris and sediment during construction. Features: Length -û 47 inches Width -û 39 inches Height -û 48 inches Color Finish -û Yellow Construction -û Geotextile Easy to install on most storm drains. It is not necessary to remove grating. It has convenient hooks for easy attachment. It uses a high flow reusable filter that offers good flow rate. Replacement filters are easily available. The heavy duty frame makes a strong barricade on most drop inlets. It offers a prominent marker about the location of the drain. Helps comply with NPDES, 40 CFR 122.26 (1999) and TMDL requirements. | EA | N/A | N/A | 515.2 | All Commercial Customers | 0% | 5% | 5% | 489.44 | 493.1385 | 6-11 of Same Item 10% off ¦ 12+ of same Item 15% off | 7 days | Destination | USA
540-16 | UltraTech | 9187 | UT-9187 | N/A | UltraTech 9187 Grate Pyramid, Fist 50" to 71" Grates | UltraTech 9185 helps in protecting inlet structures from all debris and sediment during construction. Features: Length -û 47 inches Width -û 39 inches Height -û 48 inches Color Finish -û Yellow Construction -û Geotextile Easy to install on most storm drains. It is not necessary to remove grating. It has convenient hooks for easy attachment. It uses a high flow reusable filter that offers good flow rate. Replacement filters are easily available. The heavy duty frame makes a strong barricade on most drop inlets. It offers a prominent marker about the location of the drain. Helps comply with NPDES, 40 CFR 122.26 (1999) and TMDL requirements. | EA | N/A | N/A | 547.2 | All Commercial Customers | 0% | 5% | 5% | 519.84 | 523.7683 | 6-11 of Same Item 10% off ¦ 12+ of same Item 15% off | 7 days | Destination | USA
540-16 | Ultra Tech | 9217 | UT-9217 | N/A | Drain Guard Filter to Remove Oil and Sediment - 48x36 | Stormwater pollution has become a major concern both locally and on a national level. Ultra-Drain Guards remove waste from Stormwater before it can become a problem in the water system. Our Storm Water Runoff Control Drain Guard filter for catching oil and sediment will help you comply with Stormwater Runoff requirements. This Drain Guard is positioned underneath a grate and catches sediment as Stormwater runoff washes through it. Use rebar or UltraTech Retainer Rods (UT-923DGR) to keep the catch basin in place while replacing grates or removing the Drain Guard from the open drainway. Ultra-Drain Guard® catch basin keeps sediment and other pollutants from entering the water system! | EA | N/A | N/A | 38 | All Commercial Customers | 0% | 5% | 5% | 36.1 | 36.3728 | 6-11 of Same Item 10% off ¦ 12+ of same Item 15% off | 7 days | Destination | USA
540-16 | UltraTech | 9218 | UT-9218 | N/A | UltraTech 9218 Drain Guard: Oil and Sediment, 10-Pack | Stormwater pollution has become a major concern both locally and on a national level. Ultra-Drain Guards remove waste from Stormwater before it can become a problem in the water system. Our Storm Water Runoff Control Drain Guard filter for catching oil and sediment will help you comply with Stormwater Runoff requirements. This Drain Guard is positioned underneath a grate and catches sediment as Stormwater runoff washes through it. Use rebar or UltraTech Retainer Rods (UT-923DGR) to keep the catch basin in place while replacing grates or removing the Drain Guard from the open drainway. Ultra-Drain Guard® catch basin keeps sediment and other pollutants from entering the water system! | EA | N/A | N/A | 363.2 | All Commercial Customers | 0% | 5% | 5% | 345.04 | 347.6474 | 6-11 of Same Item 10% off ¦ 12+ of same Item 15% off | 7 days | Destination | USA
540-16 | Ultra Tech | 9219 | UT-9219 | N/A | Drain Guard PLUS, Filter for Oil and Sediment - 48x36 | Stormwater pollution has become a major concern both locally and on a national level. Ultra-Drain Guards remove waste from Stormwater before it can become a problem in the water system. Our Storm Water Runoff Control Drain Guard filter for catching oil and sediment will help you comply with Stormwater Runoff requirements. This Drain Guard is positioned underneath a grate and catches sediment as Stormwater runoff washes through it. Use rebar or UltraTech Retainer Rods (UT-923DGR) to keep the catch basin in place while replacing grates or removing the Drain Guard from the open drainway. Ultra-Drain Guard® catch basin keeps sediment and other pollutants from entering the water system! | EA | N/A | N/A | 52.8 | All Commercial Customers | 0% | 5% | 5% | 50.16 | 50.539 | 6-11 of Same Item 10% off ¦ 12+ of same Item 15% off | 7 days | Destination | USA
540-16 | UltraTech | 9220 | UT-9220 | N/A | UltraTech 9220 Drain Guard: Oil and Sediment Plus, 10-Pack | UltraTech 9220 Drain Guard is a sediment and oil plus model. It will help in keeping away sediments and different pollutants from entering the water system. Features: Measures 48-inches length by 36-inches width by 18-inches height. Material used - Non-Woven Polypropylene/X-Tex The bypass rate is approximately 700 gpm. The total water flow rate through the insert in new condition is in excess of 500 gpm. Performance: oil: up to 1.38 gallons (5 liters), sediment: up to 40 pounds (18 kilograms). Helps to remove all waste from stormwater before it creates a problem. Exceeds 80 percent sediment removal efficiency. Helps to keep away oil and other contaminants from entering storm drains. Helps to comply with NPDES, 40 CFR 122.26 (1999) when used as best management practice in storm water pollution prevention plans. | EA | N/A | N/A | 496 | All Commercial Customers | 0% | 5% | 5% | 471.2 | 474.7607 | 6-11 of Same Item 10% off ¦ 12+ of same Item 15% off | 7 days | Destination | USA
540-16 | Ultra Tech | 9227 | UT-9227 | N/A | Drain Guard Filter to Remove Trash and Debris | Ultra-Drain Guard&reg; catch basin inserts keeps sediment and other pollutants from entering the water system! Drain Guard for Trash and Debris, 48" x 36" are designed specifically to catch larger items and floatables such as leaves, cigarette butts and paper goods. Stormwater pollution has become a major concern both locally and on a national level. Ultra-Drain Guards remove waste from Stormwater before it can become a problem in the water system. Our Stormwater Control Drain Guard filter for catching sediment and other pollutants will help you comply with Stormwater Runoff requirements. This Drain Guard is positioned underneath a grate and catches sediment as Stormwater runoff washes through it. Use rebar or UltraTech Retainer Rods (UT-923DGR) to keep the catch basin in place while replacing grates or removing the Drain Guard from the open drainway. Stormwater pollution has become a major concern both locally and on a national level. Ultra-Drain Guards remove waste from Stormwater before it can become a problem in the water system. Exceeds 80% sediment removal efficiency Helps comply with NPDES, 40 CFR 122.26 (1999) when used as Best Management Practice in Storm Water Pollution Prevention Plans. Designed for practical use in: Industrial Facilities - keep oil and other contaminants from entering storm drains. Construction Sites - capture eroded soil and wind-blown debris. Parking Lots, "Drive-Up" Retail Facilities - selected geotextiles collect oil, fuel and other contaminants that drip from cars. Oil and Sediment Model ( | EA | N/A | N/A | 40 | All Commercial Customers | 0% | 5% | 5% | 38 | 38.2872 | 6-11 of Same Item 10% off ¦ 12+ of same Item 15% off | 7 days | Destination | USA
540-16 | UltraTech | 9229 | UT-9229 | N/A | UltraTech 9229 Drain Guard: Trash and Debris, 10-Pack | UltraTech 9229 Drain Guard is a sediment and oil plus model. It will help in keeping away sediments and different pollutants from entering the water system. Features: Measures 48-inches length by 36-inches width by 18-inches height. Performance - 1 cubic feet (28 liters) - before reaching bypass ports. Designed to catch all large items which includes cigarette butts, paper goods and floatables like leaves. Prevents oil and different contaminants from getting into storm drains. Exceeds 80 % sediment removal efficiency. It is suitable for use in construction sites, industrial facilities, parking lots, "drive-up" retail facilities Comply with NPDES, 40 CFR 122.26 (1999) when used as best management practice in storm water pollution prevention plans. | EA | N/A | N/A | 363.2 | All Commercial Customers | 0% | 5% | 5% | 345.04 | 347.6474 | 6-11 of Same Item 10% off ¦ 12+ of same Item 15% off | 7 days | Destination | USA
540-16 | Ultra Tech | 9234 | UT-9234 | N/A | Grate Lifter for Storm Drains, Ergonomic Lever, Portable | Ultra-Grate Lifter&reg; allow you to lift storm drain grates with just one person! Ergonomically designed to minimize potential injuries associated with heavy lifting. Allows single-person grate lifting, reducing personnel and maintenance costs. Disassembles quickly for easy transport. | EA | N/A | N/A | 572.8 | All Commercial Customers | 0% | 5% | 5% | 544.16 | 548.272 | 6-11 of Same Item 10% off ¦ 12+ of same Item 15% off | 7 days | Destination | USA
540-16 | Ultra Tech | 9235 | UT-9235 | N/A | Grate Lifting Hook for Storm Drains, Manual | Manual UltraTech Grate Hook &reg; is a highly portable and cost effective way to lift storm drain grates. Heavy duty steel hook fits all grates; protects hands from injury. | EA | N/A | N/A | 30.4 | All Commercial Customers | 0% | 5% | 5% | 28.88 | 29.0982 | 6-11 of Same Item 10% off ¦ 12+ of same Item 15% off | 7 days | Destination | USA
540-16 | Ultra Tech | 9238 | UT-9238 | N/A | Telescoping Drain Guard Retainer Rods - 36-62 inches | Ultra-Drain Guard Retainers keep Drain Guards in place without the use of grates. Heavy-Duty coated steel retainers mount on inside ledge of catch basin securing DrainGuard when grating is removed or installed. Two sizes of telescoping retainers adjust to fit any size storm drain. For use with all DrainGuards. ULTRA-DRAIN GUARD RETAINERS. Part# UT-9237: Set of 2 rods for catch basins from 22" - 36" (559 mm x 915 mm). Part# UT-9238: Set of 2 rods for catch basins from 36" - 62" (915 mm x 1575 mm). | EA | N/A | N/A | 54.4 | All Commercial Customers | 0% | 5% | 5% | 51.68 | 52.0705 | 6-11 of Same Item 10% off ¦ 12+ of same Item 15% off | 7 days | Destination | USA
540-16 | Ultra Tech | 9251 | UT-9251 | N/A | Curb Guard Plus, Filters Protect Curb Inlets from Sediment - 4 Foot | Ultra-Curb Guard Plus protects curb inlets from sediment-laden stormwater runoff! Quick and easy installation. Modular design build to any length. 3' and 4' sections available. Units can be quickly and easily connected to form longer lengths. Wedge-shaped, heavy-duty foam secures unit in curb inlet. Woven, polypropylene material provides high flow rate will not cause ponding or flooding. Helps comply with NPDES, 40 CFR 122.26 (1999) and TMDL requirements. | EA | N/A | N/A | 132.8 | All Commercial Customers | 0% | 5% | 5% | 126.16 | 127.1134 | 6-11 of Same Item 10% off ¦ 12+ of same Item 15% off | 7 days | Destination | USA
540-16 | UltraTech | 9255 | UT-9255 | N/A | UltraTech 9255 Drain Guard: Oil & Sediment, Custom Sizes up to 60" x 60" | UltraTech 9255 is an oil and sediment model. Features: Suitable for 60" x 60" custom sizes. Sediment and Oil model. This is an Ultra-Drain guard. | EA | N/A | N/A | 63.2 | All Commercial Customers | 0% | 5% | 5% | 60.04 | 60.4937 | 6-11 of Same Item 10% off ¦ 12+ of same Item 15% off | 7 days | Destination | USA
540-16 | UltraTech | 9292-OS | UT-9292-OS | N/A | UltraTech 9292-OS Basin Guard - Oil & Sediment, 36-ö dia. | UltraTech 9292 Basin oil and sediment guard helps in replacing all messy hay bales. It keeps away oil and sediment from getting into inlets and drains. Features: 36-inches diamete r Material - Nonwoven Polypropylene Geotextile Oil and sediment model Ultra-Basin oil and sediment guard Taller profile helps in identifying drains and also catch basin in overgrown areas and in construction sites. Helps comply with NPDES, 40 CFR 122.26 (1999) and TMDL requirements. | EA | N/A | N/A | 211.2 | All Commercial Customers | 0% | 5% | 5% | 200.64 | 202.1562 | 6-11 of Same Item 10% off ¦ 12+ of same Item 15% off | 7 days | Destination | USA
540-16 | UltraTech | 9293-OS | UT-9293-OS | N/A | UltraTech 9293-OS Basin Guard - Oil & Sediment, 4' x 6' | UltraTech basin oil and sediment guard helps in replacing messy hay bales and helps in keeping away sediments and oil from getting into inlets and drains. Features: Oil and sediment model Measures 6-feet length by 4-feet width Material type - Nonwoven Polypropylene Geotextile Ultra-Basin oil and sediment guard Its tall profile helps in identifying catch basins and drains in different overgrown areas and construction sites. Helps to comply with NPDES, 40 CFR 122.26 (1999) and TMDL requirements | EA | N/A | N/A | 195.2 | All Commercial Customers | 0% | 5% | 5% | 185.44 | 186.8413 | 6-11 of Same Item 10% off ¦ 12+ of same Item 15% off | 7 days | Destination | USA
540-16 | UltraTech | 9322 | UT-9322 | N/A | UltraTech 9322 Gutter Guard, 9" Dia. x 12'L | UltraTech 9321 helps to keep sediments and different types of debris away from the curb inlets. Measurements: Dimensions: 9" Dia. x 8' L Weight: 15 lbs. Made using 100% recycled material. It can be reused. Its can be removed, cleaned and then stored for later use. Available in different standard lengths. Available in many custom sizes. It is suitable for use with curb opening without any street grates. This does not need any additional weights, hardware or stake. Offers easy and quick installation. The curb needs to be just placed in the front of the curb inlet. Assures at least 12 inches overlap on the side. The built in overflow assures that ports let the water pass through the main rainfall events. Helps to comply with NPDES, 40 CFR 122.26 (1999). | EA | N/A | N/A | 182.4 | All Commercial Customers | 0% | 5% | 5% | 173.28 | 174.5894 | 6-11 of Same Item 10% off ¦ 12+ of same Item 15% off | 7 days | Destination | USA
540-16 | Ultra Tech | 9340 | UT-9340 | N/A | Reusable Drain Guard Catch Basin Insert for Stormwater Runoff - 24x36 | Reusable Ultra-Drain Guard captures dirt and sediment at construction sites and other "High Erosion" areas. Rugged polypropylene construction can be easily rinsed and reused. Deep accumulation pocket (36") can hold up to 500 lbs. of soil, sand, sediment and dirt. Designed for easy removal with backhoe, forklift or other equipment. Custom sizes available. Helps comply with NPDES, 40 CFR 122.26 (1999) and TMDL requirements. .ULTRA-DRAIN GUARD, REUSABLE MODEL. Part# UT-9341: 24" x 24" x 36" (610 mm x 610 mm x 915 mm). Part# UT-9342: 24" x 48" x 36" (610 mm x 1220 mm x 915 mm). Part# UT-9340: 24" x 36" x 36" (610 mm x 915 mm x 915 mm). Flow rate: 200 Gal / Min per Sq Ft. Compliance: 40 CFR 122.26. The Ultra-Drain Guard, Reusable Model has been approved by the Oregon DOT. | EA | N/A | N/A | 88 | All Commercial Customers | 0% | 5% | 5% | 83.6 | 84.2317 | 6-11 of Same Item 10% off ¦ 12+ of same Item 15% off | 7 days | Destination | USA
540-16 | Ultra Tech | 9342 | UT-9342 | N/A | Reusable Drain Guard Catch Basin Insert for Stormwater Runoff - 24x48 | Reusable Ultra-Drain Guard captures dirt and sediment at construction sites and other "High Erosion" areas. Rugged polypropylene construction can be easily rinsed and reused. Deep accumulation pocket (36") can hold up to 500 lbs. of soil, sand, sediment and dirt. Designed for easy removal with backhoe, forklift or other equipment. Custom sizes available. Helps comply with NPDES, 40 CFR 122.26 (1999) and TMDL requirements. .ULTRA-DRAIN GUARD, REUSABLE MODEL. Part# UT-9341: 24" x 24" x 36" (610 mm x 610 mm x 915 mm). Part# UT-9342: 24" x 48" x 36" (610 mm x 1220 mm x 915 mm). Part# UT-9340: 24" x 36" x 36" (610 mm x 915 mm x 915 mm). Flow rate: 200 Gal / Min per Sq Ft. Compliance: 40 CFR 122.26. The Ultra-Drain Guard, Reusable Model has been approved by the Oregon DOT. | EA | N/A | N/A | 91.2 | All Commercial Customers | 0% | 5% | 5% | 86.64 | 87.2947 | 6-11 of Same Item 10% off ¦ 12+ of same Item 15% off | 7 days | Destination | USA
540-16 | UltraTech | 9366 | UT-9366 | N/A | UltraTech 9366 Debris Screen | UltraTech polyethylene frame and with its stainless steel screen unit, this quickly installs over the storm water outflow, helping it to quickly pass over while keeping leaves, litter and other debris from moving out or escaping. Features: Stormwater outflow upto 18" diameter. Measurements: 28-3/4-inches length by 22-13/16-inches width by 4-1/4-inches height Made with 86% recycled content. This is about heavy duty polyethylene housing that does not corrode or rust. This is much economical than other types of stainless steel units that are available. This designs helps to keep this installed as the screens are changed or replaced. It works to get itself quickly attached to the catch basin walls along with the concrete screws that are included. It fits pipes which are up to 18"OD. Helps to comply with NPDES, 40 CFR 122.26 (1999) and TMDL requirements. | EA | N/A | N/A | 182.4 | All Commercial Customers | 0% | 5% | 5% | 173.28 | 174.5894 | 6-11 of Same Item 10% off ¦ 12+ of same Item 15% off | 7 days | Destination | USA
540-16 | Ultra Tech | 9376 | UT-9376 | N/A | Ultimate Drain Guard Catch Basin Filter for Runoff | Ultra-Drain Guard&reg; Ultimate Model is the ultimate in Catch Basin Inserts! It removes dirt, sediment and hydrocarbons from Stormwater runoff and utilizes an effective antimicrobial coating to help remove pollutants as water flows through it. Catch basin insert is quickly and easily installed; it uses grating and retainer bars (must be purchased separately) to secure in place. Heavy-duty, needle-punched geotextile material absorbs oil, grease, and other hydrocarbons; captures up to 300 lbs. of sediment, dirt, and debris. Large, 3" wide, polyester handling straps help in removal of full units. The use of backhoes, forklifts, or other equipment is recommended for removal of units with large amounts of silt, dirt, and sediment. 60" x 60" skirt fits almost any drain (up to 54" x 54"). Excess material can be trimmed if desired. Helps comply with NPDES, 40 CFR 122.26 (1999) when used as Best Management Practice in Storm Water Pollution Prevention Plans. ULTRA-DRAIN GUARD, RECYCLED MODEL Part# 9378 Dimensions: 48"L x 36"W x 18"H (1220 mm x 915 mm x 458 mm) Weight: 1 lbs. (1/2 kg) Performance: Oil: up to 1.26 gal (5 L), Sediment: up to 40 lb (18 kg) Options: Grate Lifter (Part# UT-9234), Grate Hook (Part# UT-9235), Retainers (Part# 9237) Compliance 40 CFR 122.26 Instructions Material Specifications. Typically ships from Florida. Call (888) 322-5722 for availability. | EA | N/A | N/A | 126.4 | All Commercial Customers | 0% | 5% | 5% | 120.08 | 120.9874 | 6-11 of Same Item 10% off ¦ 12+ of same Item 15% off | 7 days | Destination | USA
540-16 | Ultra Tech | 9378 | UT-9378 | N/A | Drain Guard Catch Basin Filter for Runoff, 100% Recycled | Ultra-Drain Guard&reg;, Recycled Model Keeps Oil and Sediment from entering Catch Basins. Made completely out of Ultra-X-Tex&reg; material; 100% recycled content. Superior water flow rate (151 gal/ft.2), together with built-in overflow ports prevents ponding and flooding. Ultra-X-Tex material captures silt and sediment from runoff in addition to absorbing hydrocarbons. Quick and easy installation; simply lift catch basin grate, lower Drain Guard in place, and replace the grate. Helps comply with NPDES, 40 CFR 122.26 (1999) and TMDL requirements. ULTRA-DRAIN GUARD, RECYCLED MODEL Part# 9378 Dimensions: 48"L x 36"W x 18"H (1220 mm x 915 mm x 458 mm) Weight: 1 lbs. (1/2 kg) Performance: Oil: up to 1.26 gal (5 L), Sediment: up to 40 lb (18 kg) Options: Grate Lifter (Part# UT-9234), Grate Hook (Part# UT-9235), Retainers (Part# 9237) Compliance 40 CFR 122.26 Instructions Material Specifications Ultra-X-Tex Specifications. Typically ships from Florida. Call (888) 322-5722 for availability. | EA | N/A | N/A | 78.4 | All Commercial Customers | 0% | 5% | 5% | 74.48 | 75.0428 | 6-11 of Same Item 10% off ¦ 12+ of same Item 15% off | 7 days | Destination | USA
540-16 | UltraTech | 9379 | UT-9379 | N/A | UltraTech 9379 Drain Guard, Recycled Model: 10-Pack | UltraTech Drain guard helps to keep away sediments and oil from getting into the catch basins with the help of environment friendly inserts. Features: Measures 48-inches length by 36-inches width by 18-inches height. Made from X-Tex material which is 100 percent environment friendly, being recycled. Water flow rate - 151 gallon per square feet. Built in overflow ports helps in preventing flooding and ponding. Super quality Ultra X material captures sediment and silt from the runoff along with absorption of hydrocarbons. Keeps sediments and oil away and prevents them from entering inserts and basins. Offers simple, easy and quick installation. Performance up to 1.26 gallons of oil and up to 40 pounds of sediment. Helps to comply with with NPDES, 40 CFR 122.26 (1999) and TMDL requirements. | EA | N/A | N/A | 688 | All Commercial Customers | 0% | 5% | 5% | 653.6 | 658.539 | 6-11 of Same Item 10% off ¦ 12+ of same Item 15% off | 7 days | Destination | USA
540-16 | UltraTech | 9397 | UT-9397 | N/A | UltraTech 9397 Drain Guard: Heavy Metal Removal Model, 48" x 36", 1-Pack | UltraTech drain guard is designed to get rid of heavy metallic runoff water present at storm drain. There is a specialized catch basin which has quilted sections, well sewn in the body where there is a good flow of storm water. Features: Measures 48-inches length by 36-inches width by 18-inches height. Sediment capacity: 30 pounds. Oil capacity: 0.23 gallons. Metal capacity: 190 grams. Flow rate: 275 gallons per minute. Includes a custom blend of heavy metal removal media present in each section or the pouch. This helps to comply with NPDES, 40 CFR 122.26 (1999) as it is used as a best management practice in storm water pollution prevention plans. There is 6 pounds of heavy metal removal media present in the lower section of the Drain Guard. The BMP helps to remove heavy metals, indus- trial runoff, hydrocarbons, sediments, and other organics from storm-water. | EA | N/A | N/A | 316.8 | All Commercial Customers | 0% | 5% | 5% | 300.96 | 303.2343 | 6-11 of Same Item 10% off ¦ 12+ of same Item 15% off | 7 days | Destination | USA
540-16 | UltraTech | 9454 | UT-9454 | N/A | UltraTech 9454 Filter Sock, HMRM 1.0 | UltraTech Sorb 9454 Ultra-Filter sock has a custom filter media which helps to remove lead, copper, zinc and other types of heavy and harmful materials. These Ultra-filter socks can be used as a good treatment train to remove large quantities of contamination or more than one contamination. Features: Measures 108-inches length by 7-inches width by 4-inches height. Suitable for removing lead, copper, zinc and other types of heavy and harmful materials. Available in 9 foot lengths. There is a possibility of overlapping of units if longer coverage is needed. The looped ends help the units to be staked in place. Also helpful in transit. Heavy-metal removal option is available. High UV rating helps in extending durability in sun and other elements. Suitable for use in storm drains, around different downspouts and even in gullies and ditches. This is suitable for use at any place where there is a potential for harmful stormwater runoff Includes woven polymer casing that helps water to pass away quickly. The filtration media helps in removing pollutants. Different types of media are available depending on the type of pollutant present. Compliance: 40 CFR 122.26. | EA | N/A | N/A | 164.8 | All Commercial Customers | 0% | 5% | 5% | 156.56 | 157.7431 | 6-11 of Same Item 10% off ¦ 12+ of same Item 15% off | 7 days | Destination | USA
540-16 | UltraTech | 9456 | UT-9456 | N/A | UltraTech 9456 Filter Sock, Phos Filter | UltraTech Ultra-Filter Sock is just perfect for removing phosphorous. This can be used as a good treatment train to remove large quantities of contamination or more than one contamination. Features: Measures 108-inches length by 7-inches width by 4-inches height. Suitable for phosphorous removal. Available in 9 foot lengths. There is a possibility of overlapping of units if longer coverage is needed. The looped ends help the units to be staked in place. Also helpful in transit. Heavy-metal removal option is available. High UV rating helps in extending durability in sun and other elements. Suitable for use in storm drains, around different downspouts and even in gullies and ditches. This is suitable for use at any place where there is a potential for harmful stormwater runoff Includes woven polymer casing that helps water to pass away quickly. The filtration media helps in removing pollutants. Different types of media are available depending on the type of pollutant present. Compliance: 40 CFR 122.26. | EA | N/A | N/A | 201.6 | All Commercial Customers | 0% | 5% | 5% | 191.52 | 192.9673 | 6-11 of Same Item 10% off ¦ 12+ of same Item 15% off | 7 days | Destination | USA
540-16 | UltraTech | 9457 | UT-9457 | N/A | UltraTech 9457 Filter Sock, Sediment | UltraTech Sediment removal sock! The recycled rubber media present offers good weight that helps to keep the unit in place as it allows the maximum flow of water. These socks can be conveniently used in -ôtreatment-ö train if there is huge contamination. Features: Measures 108-inches length by 7-inches width by 4-inches height. Available in 9 foot lengths. There is a possibility of overlapping of units if longer coverage is needed. The looped ends help the units to be staked in place. Also helpful in transit. Includes woven polymer casing. Water passes quick as the filtration media removes all pollutants. Recycled rubber media offers enough weight that keeps the unit in place. Water flow is maximized. Ultra-Filter socks can be used in 'treatment train'. Compliance: 40 CFR 122.26. Suitable for use in front of all storm drains, gullies, ditches or anywhere where there is a potential for storm water runoff. | EA | N/A | N/A | 81.6 | All Commercial Customers | 0% | 5% | 5% | 77.52 | 78.1058 | 6-11 of Same Item 10% off ¦ 12+ of same Item 15% off | 7 days | Destination | USA
540-16 | UltraTech | 9517 | UT-9517 | N/A | UltraTech 9517 Transformer Tray, 6' x 6' | UltraTech Transformer offers spill containment for all electrical transformers and different distribution equipment which is being repaired, shipped and stored. The polyethylene construction offers great compatibility and many years of outdoor service. Ultra-transformer trays help in electrical utilities compliance with requirements by Spill Prevention and Control and Countermeasures (SPCC) rule. The common is bulk oil storage that includes drums, tanks and different other vessels which store oil before being used. All power distribution equipment and devices are under the category of oil storage which is oil filled operational equipment. Benefits: Captures spills, drips and leaks from equipment and distribution transformers. Available in 3 different sizes that accommodates any kind of transformer. Compatibility with PCBs and different oils. Rugged Construction. High Durability Suitable for voltage regulators, autoclosers, transformers, circuit breakers and grease/oil covered machinery and equipment. | EA | N/A | N/A | 1259.2 | All Commercial Customers | 0% | 5% | 5% | 1196.24 | 1205.2796 | 6-11 of Same Item 10% off ¦ 12+ of same Item 15% off | 7 days | Destination | USA
540-16 | UltraTech | 9519 | UT-9519 | N/A | UltraTech 9519 Transformer Spill Tray, 8' x 8' | UltraTech Transformer offers spill containment for all electrical transformers and different distribution equipment which is being repaired, shipped and stored. The polyethylene construction offers great compatibility and many years of outdoor service. Ultra-transformer trays help in electrical utilities compliance with requirements by Spill Prevention and Control and Countermeasures (SPCC) rule. The common is bulk oil storage that includes drums, tanks and different other vessels which store oil before being used. All power distribution equipment and devices are under the category of oil storage which is oil filled operational equipment. Benefits: Captures spills, drips and leaks from equipment and distribution transformers. Available in 3 different sizes that accommodates any kind of transformer. Compatibility with PCBs and different oils. Rugged Construction. High Durability Suitable for voltage regulators, autoclosers, transformers, circuit breakers and grease/oil covered machinery and equipment. | EA | N/A | N/A | 1479.8 | All Commercial Customers | 0% | 5% | 5% | 1405.81 | 1416.4332 | 6-11 of Same Item 10% off ¦ 12+ of same Item 15% off | 7 days | Destination | USA
540-16 | UltraTech | 9603 | UT-9603 | N/A | UltraTech 9603 Transformer Tray, 4' x 4' | This Ultra transformer tray offers spill containment for power distribution equipment and electrical transformers which are being repaired, stored or shipped. It has a polyethylene construction that offers great compatibility along with many years of outdoor service. Features: Dimensions - 4' x 4' Helps in capturing leaks, spills and drips from all kinds of distribution transformers along with other equipment. It has a polyethylene construction. Construction offers great chemical compatibility with PCB?¦s along with different types of oil. It has a rugged construction that offers great durability. This is available in 3 sizes. It can accommodate transformer of any size. It is suitable for spill containment for autoclosers, transformers, voltage regulators, circuit breakers and equipment or machinery that is covered with grease or oil. Helps electrical utilities to comply with all requirements that are set by Spill Prevention, Control and Countermeasures (SPCC) rule. There are many classes of oil storage which include drums, tanks and other different vessels in which oil can be stored before it is used. | EA | N/A | N/A | 185.6 | All Commercial Customers | 0% | 5% | 5% | 176.32 | 177.6524 | 6-11 of Same Item 10% off ¦ 12+ of same Item 15% off | 7 days | Destination | USA
540-16 | Ultra Tech | 9607 | UT-9607 | N/A | Ultra Drum Spill Pallet P1 Plus, Yellow, 1-Drum | UltraTech Spill Pallet P1 Plus with Drain, Yellow, 1-Drum. Ultra Drum Spill Pallets Plus Models&reg; combine High Strength and Low-Profile Features while Meeting EPA Container Storage Regulations for Drum Secondary Containment. Low 8 3/4" profile positions drum funnels below eye level - significantly reduces the potential for hazardous fluids to splash into the eyes or face Nearly 50% lower than standard spill pallets, drum handling is safer and less strenuous. Large sump capacities meet EPA Container Storage Regulation 40 CFR 264.175 and Uniform Fire Code Spill Containment Regulations. Meets SPCC, EPA Container Storage Regulation 40 CFR 264.175 and UFC Spill Containment Regulations. Removable grates feature a non-slip surface. Superior weight capacity of the 4-drum model also allows use with IBCs Ultra-Spill Pallet P1 Plus Part# UT-9607: with drain Dimensions: 40" x 40" x 12" (1,016 mm x 1,016 mm x 305 mm) W eight: 51 lbs. (23 kg) Containment Capacity: 62 gallons (235 L) Uniformly Distributed Load: 800 lbs. (363 kg) Product Data Sheet Chemical Compatibility Guide Compliance: 40 CFR 264.175 and SPCC. Typically ships from Florida. Call (888) 322-5722 for availability. | EA | N/A | N/A | 291.2 | All Commercial Customers | 0% | 5% | 5% | 276.64 | 278.7305 | 6-11 of Same Item 10% off ¦ 12+ of same Item 15% off | 7 days | Destination | USA
540-16 | Ultra Tech | 9611 | UT-9611 | N/A | Ultra Drum Spill Pallet P2 Plus, no Drain, Yellow, 2-Drum | UltraTech Spill Pallet P2 Plus with Drain, Yellow, 2-Drum. Ultra Drum Spill Pallets Plus Models&reg; combine High Strength and Low-Profile Features while Meeting EPA Container Storage Regulations for Drum Secondary Containment.UltraTech Spill Pallet P2 Plus with Drain, Yellow, 2-Drum. Ultra Drum Spill Pallets Plus Models&reg; combine High Strength and Low-Profile Features while Meeting EPA Container Storage Regulations for Drum Secondary Containment. Low 8 3/4" profile positions drum funnels below eye level - significantly reduces the potential for hazardous fluids to splash into the eyes or face. Nearly 50% lower than standard spill pallets, drum handling is safer and less strenuous. Large sump capacities meet EPA Container Storage Regulation 40 CFR 264.175 and Uniform Fire Code Spill Containment Regulations. Forkliftable, all-polyethylene construction. Removable grates feature a non-slip surface. Superior weight capacity of the 4-drum model also allows use with IBCs Available in 1, 2, 3 and 4-drum configurations. Ultra-Spill Pallet P2 Plus Part# UT-9611: with drain Dimensions: 65 1/2" x 40" x 8 3/4" (1,664 mm x 1,016 mm x 222 mm) Weight: 88 lbs. (40 kg) Containment Capacity: 66 gallons (250 L) Uniformly Distributed Load: 4,500 lbs. (2045 kg) Product Data Sheet Compliance: 40 CFR 264.175 and SPCC Chemical Compatibility Guide. Typically ships from Florida. Call (888) 322-5722 for availability. | EA | N/A | N/A | 366.4 | All Commercial Customers | 0% | 5% | 5% | 348.08 | 350.7103 | 6-11 of Same Item 10% off ¦ 12+ of same Item 15% off | 7 days | Destination | USA
540-16 | UltraTech | 9612 | UT-9612 | N/A | UltraTech 9612 Hard Top P2 Plus Spill Pallet, No Drain | UltraTech 9612 helps to store all hazardous drums safely outdoors. Features: Uniformly distributed load: 4500 pounds. No drain. Containment capacity: 66-gallons. 100 percent polyethylene construction. Low profile (8-3/4-inches) containment pallet. There is no corrosion or rusting. Swing out" lower doors offer complete access to drums. Ultra-Hard Top P2 Plus is lockable. Measures 74-inches length by 67-1/4-inches width by 41-1/2-inches height. Meets SPCC, EPA Container Storage Regulation 40 CFR 264.175 and Uniform fire code spill containment regulations. 1. | EA | N/A | N/A | 1249.6 | All Commercial Customers | 0% | 5% | 5% | 1187.12 | 1196.0907 | 6-11 of Same Item 10% off ¦ 12+ of same Item 15% off | 7 days | Destination | USA
540-16 | UltraTech | 9613 | UT-9613 | N/A | UltraTech 9613 Hard Top P2 Plus Spill Pallet, With Drain | UltraTech 9613 is a spill pallet with drain. It helps to store hazardous drums safely with funnels and pumps in place. Features: Uniformly distributed load: 4500 pounds. Containment capacity: 66-gallons. 100 percent polyethylene construction. Low profile (8-3/4-inches) containment pallet. There is no corrosion or rusting. Swing out" lower doors offer complete access to drums. Ultra-Hard Top P2 Plus is lockable. Measures 74-inches length by 67-1/4-inches width by 41-1/2-inches height. Meets SPCC, EPA Container Storage Regulation 40 CFR 264.175 and Uniform fire code spill containment regulations. 1. | EA | N/A | N/A | 1270.4 | All Commercial Customers | 0% | 5% | 5% | 1206.88 | 1216 | 6-11 of Same Item 10% off ¦ 12+ of same Item 15% off | 7 days | Destination | USA
540-16 | Ultra Tech | 9627 | UT-9627 | N/A | Ultra Drum Spill Pallet P3 Plus, no Drain, Yellow, 3-Drum | UltraTech Spill Pallet P3 Plus with Drain, Yellow, 3-Drum. Ultra Drum Spill Pallets Plus Models&reg; combine High Strength and Low-Profile Features while Meeting EPA Container Storage Regulations for Drum Secondary Containment.UltraTech Spill Pallet P3 Plus with Drain, Yellow, 3-Drum. Ultra Drum Spill Pallets Plus Models&reg; combine High Strength and Low-Profile Features while Meeting EPA Container Storage Regulations for Drum Secondary Containment. Low 8 3/4" profile positions drum funnels below eye level - significantly reduces the potential for hazardous fluids to splash into the eyes or face. Nearly 50% lower than standard spill pallets, drum handling is safer and less strenuous. Large sump capacities meet EPA Container Storage Regulation 40 CFR 264.175 and Uniform Fire Code Spill Containment Regulations. Forkliftable, all-polyethylene construction. Removable grates feature a non-slip surface. Superior weight capacity of the 4-drum model also allows use with IBCs Available in 1, 2, 3 and 4-drum configurations. Ultra-Spill Pallet P3 Plus Part# UT-9627: with drain Dimensions: 83" x 34 1/2" x 8 3/4" (2,108 mm x 876 mm x 222 mm) Weight: 90 lbs. (41 kg) Containment Capacity: 66 gallons (250 L) Uniformly Distributed Load: 4,500 lbs. (2,041 kg) Product Data Sheet Compliance: 40 CFR 264.175 and SPCC Chemical Compatibility Guide. Typically ships from Florida. Call (888) 322-5722 for availability. | EA | N/A | N/A | 536 | All Commercial Customers | 0% | 5% | 5% | 509.2 | 513.0479 | 6-11 of Same Item 10% off ¦ 12+ of same Item 15% off | 7 days | Destination | USA
540-16 | UltraTech | 9636 | UT-9636 | N/A | UltraTech 9636 Hard Top P4 Plus, No Drain | This UltraTech 9636 P4 Plus stores all hazardous drums outdoors along with funnels and pumps all in place. The containment units are made from 100% polyethylene and are available in 2 as well as 4 drum models. These are designed to offer easy access to all drums and offers secure storage for waste collection. In order to access the drum tops, you need to lift the roll top cover from the waist level up. The lower split doors easily swing out for convenient drum loading also un-loading. Features: Dimensions: Length: 64 1/4" Width: 62" Height: 79" Color: Yellow Drain: No 100% polyethylene construction. It does not rust or corrode Low profile 8 3/4" containment pallet positions Includes an Optional compact Loading Ramp (P/N:0676) Lockable storage unit. There is a standard padlock which can be safely lifted by forklift with drums. Meets SPCC, EPA Container Storage Regulation 40 CFR 264.175 Low profile 8 3/4" containment pallet positions Ramps are sold separately | EA | N/A | N/A | 1727.6 | All Commercial Customers | 0% | 5% | 5% | 1641.22 | 1653.6222 | 6-11 of Same Item 10% off ¦ 12+ of same Item 15% off | 7 days | Destination | USA
540-16 | UltraTech | 9641 | UT-9641 | N/A | UltraTech 9641 Hard Top P1 Plus Spill Pallet, With Drain | UltraTech 9641 is a pallet biohazard waste container with a drain. Features:. Containment capacity: 70-gallons. Weight: Top 36 pounds. Measures 36-inches length by 36-inches width by 66-inches height. Weight: Bottom 26 pounds. Tall head space (25-3/4-inches). Lightweight, yet rugged upper body. Safe and efficient material handling. Lockable design provides added security for storage of hazardous materials. Meets SPCC and EPA container storage regulation 40 CFR 264.175. | EA | N/A | N/A | 523.2 | All Commercial Customers | 0% | 5% | 5% | 497.04 | 500.796 | 6-11 of Same Item 10% off ¦ 12+ of same Item 15% off | 7 days | Destination | USA
540-16 | Ultra Tech | 9712 | UT-9712 | N/A | Silt Dike Runoff Protection/ Erosion Control Barrier | Designed as an effective and economical alternative to straw bales, silt fence and rock check dams, our ultra silt dike runoff protection/ erosion control barrier installs quickly and helps contain eroded soils. Triangular Silt Dike Barrier Systems Help Contain Eroded Soils. Patented design provides effective erosion and sediment control. Aprons on either side of Dike prevent erosion and failure of the structure. Optional, U-shaped wire staples help secure unit in place and conform to rough terrain. Lightweight and durable construction - installs in minutes. Multiple units can be installed side-by-side for larger areas. Other uses include: ditch check dams, diversion dikes, drop inlet protection, continuous barrier, temporary ditch liner and stream and pond protection. Part#: UT-9712 Dimensions: 84"L x 67"W x 10.5"H (2,134 mm x 1702 mm x 267 mm) Weight: 8 lbs. (3.5 kg) Options: U-Shaped Staples (Part# 9714) Material Specifications Compliance 40 CFR 122.26 U.S. Patent No. 5,605,416 Please note: This items ships via freight truck. | EA | N/A | N/A | 60.8 | All Commercial Customers | 0% | 5% | 5% | 57.76 | 58.1965 | 6-11 of Same Item 10% off ¦ 12+ of same Item 15% off | 7 days | Destination | USA
540-16 | Ultra Tech | 9724-OS | UT-9724-OS | N/A | Dewatering Bag filter to remove Oil & Sediment - 6 x 6 | Ultra-Dewatering Bags contain Sediment and Oil pumped out during dewatering operations. Ultra-Dewatering Bag Contains Sediment and Oil Pumped Out During Dewatering Operations Detains both oil and sediment, offering a combination of benefits not available in alternative dewatering bags. Standard and custom sizes available. Accommodates up to 4" discharge hose. Helps comply with NPDES, 40 CFR 122.26 (1999) when used as Best Management Practice in Storm Water Pollution Prevention Plans. Part# Description Approx. Capacity UT-9729-O/S Oil and Sediment Model, 3' x 4' (915 mm x 1,220 mm) 6 cu ft (170 L) UT-9724-O/S Oil and Sediment Model, 6' x 6' (1,829 mm x 1,829 mm) 18 cu ft (510 L) UT-9725-O/S Oil and Sediment Model, 10' x 15' (3,048 mm x 4,572 mm) 150 cu ft (4,247 L) UT-9727-O/S Oil and Sediment Model, 15' x 15' (4,572 mm x 4,572 mm) 225 cu ft (6,371 L) Instructions. Typically ships from Florida. Call (888) 322-5722 for availability. | EA | N/A | N/A | 40 | All Commercial Customers | 0% | 5% | 5% | 38 | 38.2872 | 6-11 of Same Item 10% off ¦ 12+ of same Item 15% off | 7 days | Destination | USA
540-16 | Ultra Tech | 9725-OS | UT-9725-OS | N/A | Dewatering Bag filter to remove Oil & Sediment - 10 x 15 | Ultra-Dewatering Bags contain Sediment and Oil pumped out during dewatering operations. Ultra-Dewatering Bag Contains Sediment and Oil Pumped Out During Dewatering Operations Detains both oil and sediment, offering a combination of benefits not available in alternative dewatering bags. Standard and custom sizes available. Accommodates up to 4" discharge hose. Helps comply with NPDES, 40 CFR 122.26 (1999) when used as Best Management Practice in Storm Water Pollution Prevention Plans. Part# Description Approx. Capacity UT-9729-O/S Oil and Sediment Model, 3' x 4' (915 mm x 1,220 mm) 6 cu ft (170 L) UT-9724-O/S Oil and Sediment Model, 6' x 6' (1,829 mm x 1,829 mm) 18 cu ft (510 L) UT-9725-O/S Oil and Sediment Model, 10' x 15' (3,048 mm x 4,572 mm) 150 cu ft (4,247 L) UT-9727-O/S Oil and Sediment Model, 15' x 15' (4,572 mm x 4,572 mm) 225 cu ft (6,371 L) Instructions. Typically ships from Florida. Call (888) 322-5722 for availability. | EA | N/A | N/A | 134.4 | All Commercial Customers | 0% | 5% | 5% | 127.68 | 128.6448 | 6-11 of Same Item 10% off ¦ 12+ of same Item 15% off | 7 days | Destination | USA
540-16 | Ultra Tech | 9727-OS | UT-9727-OS | N/A | Dewatering Bag filter to remove Oil & Sediment - 15 x 15 | Ultra-Dewatering Bags contain Sediment and Oil pumped out during dewatering operations. Ultra-Dewatering Bag Contains Sediment and Oil Pumped Out During Dewatering Operations Detains both oil and sediment, offering a combination of benefits not available in alternative dewatering bags. Standard and custom sizes available. Accommodates up to 4" discharge hose. Helps comply with NPDES, 40 CFR 122.26 (1999) when used as Best Management Practice in Storm Water Pollution Prevention Plans. Part# Description Approx. Capacity UT-9729-O/S Oil and Sediment Model, 3' x 4' (915 mm x 1,220 mm) 6 cu ft (170 L) UT-9724-O/S Oil and Sediment Model, 6' x 6' (1,829 mm x 1,829 mm) 18 cu ft (510 L) UT-9725-O/S Oil and Sediment Model, 10' x 15' (3,048 mm x 4,572 mm) 150 cu ft (4,247 L) UT-9727-O/S Oil and Sediment Model, 15' x 15' (4,572 mm x 4,572 mm) 225 cu ft (6,371 L) Instructions. Typically ships from Florida. Call (888) 322-5722 for availability. | EA | N/A | N/A | 201.6 | All Commercial Customers | 0% | 5% | 5% | 191.52 | 192.9673 | 6-11 of Same Item 10% off ¦ 12+ of same Item 15% off | 7 days | Destination | USA
540-16 | Ultra Tech | 9729-OS | UT-9729-OS | N/A | Dewatering Bag filter to remove Oil & Sediment - 3 x 4 | Ultra-Dewatering Bags contain Sediment and Oil pumped out during dewatering operations. Ultra-Dewatering Bag Contains Sediment and Oil Pumped Out During Dewatering Operations Detains both oil and sediment, offering a combination of benefits not available in alternative dewatering bags. Standard and custom sizes available. Accommodates up to 4" discharge hose. Helps comply with NPDES, 40 CFR 122.26 (1999) when used as Best Management Practice in Storm Water Pollution Prevention Plans. Part# Description Approx. Capacity UT-9729-O/S Oil and Sediment Model, 3' x 4' (915 mm x 1,220 mm) 6 cu ft (170 L) UT-9724-O/S Oil and Sediment Model, 6' x 6' (1,829 mm x 1,829 mm) 18 cu ft (510 L) UT-9725-O/S Oil and Sediment Model, 10' x 15' (3,048 mm x 4,572 mm) 150 cu ft (4,247 L) UT-9727-O/S Oil and Sediment Model, 15' x 15' (4,572 mm x 4,572 mm) 225 cu ft (6,371 L) Instructions. Typically ships from Florida. Call (888) 322-5722 for availability. | EA | N/A | N/A | 27.2 | All Commercial Customers | 0% | 5% | 5% | 25.84 | 26.0353 | 6-11 of Same Item 10% off ¦ 12+ of same Item 15% off | 7 days | Destination | USA
540-16 | Ultra Tech | 9782 | UT-9782 | N/A | Gravel Bags for Erosion Control - 11x48 (Green) | Individual Gravel Bags for Erosion Control and Stormwater Runoff Control. Choose size from drop down menu (19" x 28" 250 pack, 11" x 48" 250 pack, or 11" x 96" 125 pack) Heavy-Duty Ultra-Gravel Bags Provide Quick and Easy Sediment and Erosion Control Gravel bags are a basic BMP (Best Management Practice) used to meet regulatory requirements for stormwater and erosion control. The sizes are industry standard and allow the user to fill them up with as much or as little gravel (not included) as the application requires. Different sizes lend themselves to different applications; from drain protection to erosion control at construction sites. Made of very high quality polymer material that is woven into shape - eliminates the flaws and failures of sewn edges. High UV rating allows multi-year life in sun and elements. Rugged material and construction can, in most instances, withstand being driven-over, a typical problem with lesser bags. Ultra-Gravel Bags have been approved by DOTs in the following states: California, Colorado, Wyoming, Minnesota, Wisconsin and Hawaii. (They have also been used on DOT projects in Nevada, Oregon, Idaho, Washington, Arizona, and Texas.) Note: Not for use with sand. | EA | N/A | N/A | 638.4 | All Commercial Customers | 0% | 5% | 5% | 606.48 | 611.063 | 6-11 of Same Item 10% off ¦ 12+ of same Item 15% off | 7 days | Destination | USA
540-16 | Ultra Tech | 9783 | UT-9783 | N/A | Gravel Bags for Erosion Control - 11x96 (Green) | Individual Gravel Bags for Erosion Control and Stormwater Runoff Control. Choose size from drop down menu (19" x 28" 250 pack, 11" x 48" 250 pack, or 11" x 96" 125 pack) Heavy-Duty Ultra-Gravel Bags Provide Quick and Easy Sediment and Erosion Control Gravel bags are a basic BMP (Best Management Practice) used to meet regulatory requirements for stormwater and erosion control. The sizes are industry standard and allow the user to fill them up with as much or as little gravel (not included) as the application requires. Different sizes lend themselves to different applications; from drain protection to erosion control at construction sites. Made of very high quality polymer material that is woven into shape - eliminates the flaws and failures of sewn edges. High UV rating allows multi-year life in sun and elements. Rugged material and construction can, in most instances, withstand being driven-over, a typical problem with lesser bags. Ultra-Gravel Bags have been approved by DOTs in the following states: California, Colorado, Wyoming, Minnesota, Wisconsin and Hawaii. (They have also been used on DOT projects in Nevada, Oregon, Idaho, Washington, Arizona, and Texas.) | EA | N/A | N/A | 574.4 | All Commercial Customers | 0% | 5% | 5% | 545.68 | 549.8035 | 6-11 of Same Item 10% off ¦ 12+ of same Item 15% off | 7 days | Destination | USA
540-16 | Ultra Tech | 9784 | UT-9784 | N/A | Gravel Bag Rolls for Erosion Control - 19x250 Yd | Gravel Bag Rolls for Erosion Control and Stormwater Runoff Control. Choose size from drop down menu (19" x 250 yards or 11" x 250 yards 2 pack) Heavy-Duty Ultra-Gravel Bags Provide Quick and Easy Sediment and Erosion Control Gravel bags are a basic BMP (Best Management Practice) used to meet regulatory requirements for stormwater and erosion control. The sizes are industry standard and allow the user to fill them up with as much or as little gravel (not included) as the application requires. Different sizes lend themselves to different applications; from drain protection to erosion control at construction sites. Made of very high quality polymer material that is woven into shape - eliminates the flaws and failures of sewn edges. High UV rating allows multi-year life in sun and elements. Rugged material and construction can, in most instances, withstand being driven-over, a typical problem with lesser bags. Ultra-Gravel Bags have been approved by DOTs in the following states: California, Colorado, Wyoming, Minnesota, Wisconsin and Hawaii. (They have also been used on DOT projects in Nevada, Oregon, Idaho, Washington, Arizona, and Texas.) | EA | N/A | N/A | 750.4 | All Commercial Customers | 0% | 5% | 5% | 712.88 | 718.267 | 6-11 of Same Item 10% off ¦ 12+ of same Item 15% off | 7 days | Destination | USA
540-16 | CP Lab Safety | 10LP-83-KIT | WF-10LP-83-KIT | N/A | Port Cap System, 10L Carboy, 83B 10-Port Cap, Secondary Container | Port Cap System, 10 Liter Carboy, 83B 10-Port Cap, Secondary Container Port caps permit multiple waste lines of varying size and type to be connected to the container of your choice. These caps are designed to ensure proper delivery and waste containment of industrial chemicals and solvents. Our closed system reduces harmful emissions which are potentially hazardous to employees and our environment. Port caps feature 1/4-28 threaded ports in a PTFE insert, with expanded PTFE gaskets. Each port has a through-hole for 1/8" OD tubing, machined at a 10 degree angle; push tubing through the cap to supply your system. Cap outer is made of either PP or HDPE, depending on the cap type. 1/8" OD supply tubing may also be press-fit into the underside of each cap if needed. Carboy port caps feature larger holes in addition to the small 1/4-28 holes. This Port Cap Kit includes the following components: 10 Liter Nalgene LDPE Carboy EC-20010 Port Cap Model WF-83B-Kit Secondary Container SC-83B plugs for all holes Carboy features: Molded-in shoulder loops and graduations in 1 gallon and 5 Liter increments Dimensions: 250mm x 389mm (9.88in x 15.31 in.) Molded-in graduations in 5L and 1 gal. increments; graduated "To Contain" Leakproof linerless white polypropylene closure Port Cap features: 83B Manifold Cap may be black or white Large-bore insert manifold (1) 1/2" NPT holes (3) 1/4" NPT holes (6) 1/4-28 holes Polypropylene with PTFE insert 5 gallon drum, Plastic with cap size 70mm (FS70 Neck finish). Fits ECO Funnel EF-4-FS70 and EF-8-FS70. Height: 15.25" Diameter: 11.5" Tight Head Pail is a self-supporting plastic container constructed of high molecular weight, high density polyethylene, and is designed for the secure, dependable shipment and storage of liquid products. Drum is cylindrical in shape with spout placement in line with the sidewall for maximum removal of product during dispensing. The unit is also equipped with a swing handle on the top face. | EA | N/A | N/A | 423.47 | All Commercial Customers | 0% | 5% | 5% | 402.2965 | 405.3365 | 6-11 of Same Item 10% off ¦ 12+ of same Item 15% off | 7 days | Destination | USA
540-16 | CP Lab Safety | 20P-70-KIT | WF-20P-70-KIT | N/A | Port Cap System, 20L Carboy, 70mm 7-Port Cap, Secondary Container | Port Cap System, 20 Liter Nalgene Carboy, 70mm 7-Port Cap, Secondary Container Port caps permit multiple waste lines of varying size and type to be connected to the container of your choice. These caps are designed to ensure proper delivery and waste containment of industrial chemicals and solvents. Our closed system reduces harmful emissions which are potentially hazardous to employees and our environment. Port caps feature 1/4-28 threaded ports in a PTFE insert, with expanded PTFE gaskets. Each port has a through-hole for 1/8" OD tubing, machined at a 10 degree angle; push tubing through the cap to supply your system. Cap outer is made of either PP or HDPE, depending on the cap type. 1/8" OD supply tubing may also be press-fit into the underside of each cap if needed. Carboy port caps feature larger holes in addition to the small 1/4-28 holes. This Port Cap Kit includes the following components: 20 Liter Nalgene HDPE Carboy EC-20020DR Port Cap Model WF-70NAL-KIT Secondary Container SC-30020 plugs for all holes Carboy features: Space saving rectangular carboy constructed of HDPE with polyethylene screw closure. Sturdy handle attached to molded in shoulder loops. Molded-in graduations of 1 gallon and 5Ltr. Increments. Wide mouth for easy filling. 399mm H x 218 W x 318mm L Port Cap Features: includes (10) 1/2" plugs and (10) 1/4-28 plugs Plugs fits 70mm Nalgene 7-ported, Polypropylene Carboy Cap /Waste Manifold free-spinning collar (6) 1/4-28 ports (1) 1/2" NPT ports | EA | N/A | N/A | 356.18 | All Commercial Customers | 0% | 5% | 5% | 338.371 | 340.928 | 6-11 of Same Item 10% off ¦ 12+ of same Item 15% off | 7 days | Destination | USA
540-3 | CP Lab Safety | 2LGL-38-KIT | WF-2LGL-38-KIT | N/A | Port Cap System, 2L Glass Bottle, 38mm Port Cap, Secondary Container | Port Cap System includes a Glass 2 Liter Bottle, 38mm Port Cap with 2, 3 or 4 holes, Secondary Container and footed base, and plugs for each hole. Choose fittings based on your tubing size (sold separately). Port caps permit multiple waste lines of varying size and type to be connected to the container of your choice. These caps are designed to ensure proper delivery and waste containment of industrial chemicals and solvents. Our closed system reduces harmful emissions which are potentially hazardous to employees and our environment. Port caps feature 1/4-28 threaded ports in a PTFE insert, with expanded PTFE gaskets. Each port has a through-hole for 1/8" OD tubing, machined at a 10 degree angle; push tubing through the cap to supply your system. Cap outer is made of PP. 1/8" OD supply tubing may also be press-fit into the underside of each cap if needed. This Port Cap Kit includes the following components: Amber Glass 2 Liter jug with shoulder loop EC-38GL2 Choose Port Cap Model: WF-GL38-2Kit, WF-GL38-3Kit or WF-GL38-4Kit (based on number of ports selected) Secondary Container SC-3002 Port Cap Specifications: Fits glass bottles with a 38-430 closure features either 2, 3 or 4 female ports, size 1/4-28 PTFE insert Polypropylene collar includes plugs for each hole | EA | N/A | N/A | 83.7 | All Commercial Customers | 0% | 5% | 5% | 79.515 | 80.1159 | 6-11 of Same Item 10% off ¦ 12+ of same Item 15% off | 7 days | Destination | USA
540-3 | CP Lab Safety | 2LGL-45-KIT | WF-2LGL-45-KIT | N/A | Port Cap System, Glass Bottle, 2L, 45mm Port Cap, Secondary Container | Port Cap System includes a borosilicate glass 2 Liter bottle, 45mm Port Cap, and Secondary Container. Port caps permit multiple waste lines of varying size and type to be connected to the container of your choice. These caps are designed to ensure proper delivery and waste containment of industrial chemicals and solvents. Our closed system reduces harmful emissions which are potentially hazardous to employees and our environment. Port caps feature 1/4-28 threaded ports in a PTFE insert, with expanded PTFE gaskets. Each port has a through-hole for 1/8" OD tubing, machined at a 10 degree angle; push tubing through the cap to supply your system. Cap outer is made of either PP or HDPE, depending on the cap type. 1/8" OD supply tubing may also be press-fit into the underside of each cap if needed. This Port Cap Kit includes the following components: Glass 2 Liter Media Bottle with GL45 closure, CG-8088-2L Port Cap Model WF-GL45-2KIT, WF-GL45-3KIT or WF-GL45-4KIT Secondary Container SC-3003 and footed base Glass Bottle Specifications: Borosilicate glass by Corning 1395-2L series excellent thermal shock resistance Enhanced graduations and marking spots are permanent white enamel GL45 screw threads Liner-less, autoclavable (140&deg;C max.), polypropylene cap included Drip-free polypropylene pour rings included These heavy duty 2L PYREX&reg; round bottles can be used for storage as well as mixing and sampling. They include a linerless, one-piece autoclavable orange polypropylene plug seal GL45 threaded cap with a drip-free pouring ring. New glass bead indicates full capacity line. Bottles have permanent white enamel graduations and marking spots. Caution: DO NOT tighten caps immediately after autoclaving as the vacuum resulting from cooling can cause breakage. Port Cap Specifications: Fits 45mm Glass Media Bottles features either 2, 3 or 4 female ports, size 1/4-28 PTFE insert Polypropylene collar includes plugs for each hole | EA | N/A | N/A | 129.6 | All Commercial Customers | 0% | 5% | 5% | 123.12 | 124.0504 | 6-11 of Same Item 10% off ¦ 12+ of same Item 15% off | 7 days | Destination | USA
540-16 | CP Lab Safety | 2LP-38-KIT | WF-2LP-38-KIT | N/A | Port Cap System, Plastic Bottle, 2L, 38mm 4 Port Cap, Secondary Container | Port Cap System, Plastic 2 Liter Bottle, 38mm Port Cap, Secondary Container Port caps permit multiple waste lines of varying size and type to be connected to the container of your choice. These caps are designed to ensure proper delivery and waste containment of industrial chemicals and solvents. Our closed system reduces harmful emissions which are potentially hazardous to employees and our environment. Port caps feature 1/4-28 threaded ports in a PTFE insert, with expanded PTFE gaskets. Each port has a through-hole for 1/8" OD tubing, machined at a 10 degree angle; push tubing through the cap to supply your system. Cap outer is made of either PP or HDPE, depending on the cap type. 1/8" OD supply tubing may also be press-fit into the underside of each cap if needed. This Port Cap Kit includes the following components: Plastic 2 Liter Bottle EC-2002A Choose Port Cap Model: WF-38-2Kit, WF-38-3Kit or WF-38-4Kit (based on number of ports selected) Secondary Container SC-3002 Bottle Specifications: LDPE 2 Liter Narrow-Mouth PP closure Screw Cap 38-430 Dimensions: 246mm H x 122mm D Port Cap Specifications: Fits Nalgene Plastic Bottles with a 38-430 closure features either 2, 3 or 4 female ports, size 1/4-28 PTFE insert Polypropylene collar includes plugs for all openings | EA | N/A | N/A | 95.65 | All Commercial Customers | 0% | 5% | 5% | 90.8675 | 91.5542 | 6-11 of Same Item 10% off ¦ 12+ of same Item 15% off | 7 days | Destination | USA
540-3 | CP Lab Safety | 4LGL-38-KIT | WF-4LGL-38-KIT | N/A | Port Cap System, Glass Bottle, 4L, 38mm Port Cap, Secondary Container | Port Cap System, Glass 4 Liter Bottle, 38mm Port Cap, Secondary Container with footed base Port caps permit multiple waste lines of varying size and type to be connected to the container of your choice. These caps are designed to ensure proper delivery and waste containment of industrial chemicals and solvents. Our closed system reduces harmful emissions which are potentially hazardous to employees and our environment. Port caps feature 1/4-28 threaded ports in a PTFE insert, with expanded PTFE gaskets. Each port has a through-hole for 1/8" OD tubing, machined at a 10 degree angle; push tubing through the cap to supply your system. Cap outer is made of either PP or HDPE, depending on the cap type. 1/8" OD supply tubing may also be press-fit into the underside of each cap if needed. This Port Cap Kit includes the following components: Amber Glass 4 Liter Bottle EC-38GL Choose Port Cap Model: WF-GL38-2Kit, WF-GL38-3Kit or WF-GL38-4Kit (based on number of ports selected) Secondary Container SC-3004CPB Port Cap Specifications: Fits glass jugs and bottles with a 38-430 closure Features either 2, 3 or 4 female ports, size 1/4-28 PTFE insert Polypropylene collar includes plugs for each hole Bottle specifications Amber glass jug, 4 Liter (135oz) with 38-439 Finish. Type III soda lime glass, features a chemically resistant black cap with PTFE liner for maximum chemical resistance. Made from amber soda-lime glass that conforms to USP Type III requirements 158mm Diameter x 340mm High (6.2" x 13.4") Approx. 1/4" bottom thickness Amber bottles protect light-sensitive samples during storage Black Phenolic Ribbed Cap, PTFE-Lined Manufactured with shoulder handle for ease of use | EA | N/A | N/A | 85.11 | All Commercial Customers | 0% | 5% | 5% | 80.8545 | 81.4655 | 6-11 of Same Item 10% off ¦ 12+ of same Item 15% off | 7 days | Destination | USA
540-16 | CP Lab Safety | 4LP-38-KIT | WF-4LP-38-KIT | N/A | Port Cap System, 4L Plastic Bottle, 38mm Port Cap, Secondary Container | Port Cap System, Plastic 4 Liter Bottle, 38mm Port Cap, Secondary Container with footed base Port caps permit multiple waste lines of varying size and type to be connected to the container of your choice. These caps are designed to ensure proper delivery and waste containment of industrial chemicals and solvents. Our closed system reduces harmful emissions which are potentially hazardous to employees and our environment. Port caps feature 1/4-28 threaded ports in a PTFE insert, with expanded PTFE gaskets. Each port has a through-hole for 1/8" OD tubing, machined at a 10 degree angle; push tubing through the cap to supply your system. Cap outer is made of either PP or HDPE, depending on the cap type. 1/8" OD supply tubing may also be press-fit into the underside of each cap if needed. Carboy port caps feature larger holes in addition to the small 1/4-28 holes. This Port Cap Kit includes the following components: Plastic 4 Liter Nalgene Bottle EC-2004 Port Cap Model WF-38-2Kit, WF-38-3Kit, or WF-38-4Kit (based on number of ports) Secondary Container SC-3004CPB Bottle Specifications: 4 Liter LDPE neck finish 38-430 333mm H x 152 Diameter leak-proof polypropylene screw closure 333mm Port Cap Specifications: Fits Nalgene Plastic Bottles with a 38-430 closure 1/4-28 female ports PTFE insert PP collar includes plugs for all holes | EA | N/A | N/A | 101.69 | All Commercial Customers | 0% | 5% | 5% | 96.6055 | 97.3355 | 6-11 of Same Item 10% off ¦ 12+ of same Item 15% off | 7 days | Destination | USA
540-3 | CP Lab Safety | 4LSG-38-KIT | WF-4LSG-38-KIT | N/A | Port Cap System, Safety Coated Glass Bottle, 4L, 38mm 4-Port Cap, Secondary Container | Port Cap System includes 4 Liter Safety Coated Glass Bottle, 38mm Port Cap, and Secondary Container with footed base. Port caps permit multiple waste lines of varying size and type to be connected to the container of your choice. These caps are designed to ensure proper delivery and waste containment of industrial chemicals and solvents. Our closed system reduces harmful emissions which are potentially hazardous to employees and our environment. Port caps feature 1/4-28 threaded ports in a PTFE insert, with expanded PTFE gaskets. Each port has a through-hole for 1/8" OD tubing, machined at a 10 degree angle; push tubing through the cap to supply your system. Cap outer is made of either PP or HDPE, depending on the cap type. 1/8" OD supply tubing may also be press-fit into the underside of each cap if needed. This Port Cap Kit includes the following components: Safety Coated Amber Glass 4 Liter jug EC-38GLSC Choose Port Cap Model: WF-GL38-2Kit, WF-GL38-3Kit or WF-GL38-4Kit (based on number of ports selected) Secondary Container SC-3004CPB Port Cap Specifications: Fits glass jugs and bottles with a GL38 closure Features either 2, 3 or 4 female ports, size 1/4-28 PTFE insert Polypropylene collar includes plugs for each hole Bottle specifications Amber glass jug 4 Liter (135oz) Amber soda-lime glass conforms to USP Type III requirements 158mm Diameter x 340mm High (6.2" x 13.4") Approx. 1/4" bottom thickness Amber bottles protect light-sensitive samples during storage Black Phenolic Ribbed Cap, PTFE-Lined for maximum chemical resistance Manufactured with shoulder handle for ease of use | EA | N/A | N/A | 98.54 | All Commercial Customers | 0% | 5% | 5% | 93.613 | 94.3204 | 6-11 of Same Item 10% off ¦ 12+ of same Item 15% off | 7 days | Destination | USA
540-16 | CP Lab Safety | 5GP-FS70-KIT | WF-5GP-FS70-KIT | N/A | Port Cap System, Plastic Drum, 5 Gal, 70mm 7-Port Cap, Secondary Container | Port Cap System, Plastic 5 Gallon Drum, 70mm 7-Port Cap, Secondary Container. Port caps permit multiple waste lines of varying size and type to be connected to the container of your choice. These caps are designed to ensure proper delivery and waste containment of industrial chemicals and solvents. Our closed system reduces harmful emissions which are potentially hazardous to employees and our environment. Port caps feature 1/4-28 threaded ports in a PTFE insert, with expanded PTFE gaskets. Each port has a through-hole for 1/8" OD tubing, machined at a 10 degree angle; push tubing through the cap to supply your system. Cap outer is made of either PP or HDPE, depending on the cap type. 1/8" OD supply tubing may also be press-fit into the underside of each cap if needed. Carboy port caps feature larger holes in addition to the small 1/4-28 holes. This Port Cap Kit includes the following components: Plastic 5 gallon drum Container EC-20020DRN Port Cap Model WF-FS70-KIT Secondary Container SC-20020DR plugs for all holes Carboy features: 5 gallon drum, Plastic with cap size 70mm (FS70 Neck finish) Height: 15.25" Diameter: 11.5" High density polyethylene designed for the secure, dependable shipment and storage of liquid products. cylindrical in shape with spout placement in line with the sidewall for maximum removal of product during dispensing. swing handle Port Cap Features: 70mm (FS and )) 7-ported, Polypropylene Waste Manifold (1) 1/2" NPT ports (6) 1/4-28 ports | EA | N/A | N/A | 281.84 | All Commercial Customers | 0% | 5% | 5% | 267.748 | 269.7713 | 6-11 of Same Item 10% off ¦ 12+ of same Item 15% off | 7 days | Destination | USA
540-16 | CP Lab Safety | 9LP-100-KIT | WF-9LP-100-KIT | N/A | Port Cap System, 9L Carboy, 100mm 10-Port Cap, Secondary Container | Port Cap System, Plastic 9 Liter Carboy, 100mm 10-Port Cap, Secondary Container Port caps permit multiple waste lines of varying size and type to be connected to the container of your choice. These caps are designed to ensure proper delivery and waste containment of industrial chemicals and solvents. Our closed system reduces harmful emissions which are potentially hazardous to employees and our environment. Port caps feature 1/4-28 threaded ports in a PTFE insert, with expanded PTFE gaskets. Each port has a through-hole for 1/8" OD tubing, machined at a 10 degree angle; push tubing through the cap to supply your system. Cap outer is made of either PP or HDPE, depending on the cap type. 1/8" OD supply tubing may also be press-fit into the underside of each cap if needed. Carboy port caps feature larger holes in addition to the small 1/4-28 holes. This Port Cap Kit includes the following components: Plastic 9 Liter Carboy Container EC-2009 Port Cap Model WF-100-Kit Secondary Container SC-3009 plugs for all holes Container Features: Nalgene HDPE square bottle 2211-0020 Space saving rectangular design polypropylene screw closure Sturdy metal handle Molded-in graduations in 1 gallon and 5 Liter wide mouth for easy filling Height: 358mm Long: 214mm Wide: 146mm Port Cap features: 10-ported Polypropylene Waste Manifold free-spinning collar PTFE insert (1) 1/2" NPT (3) 1/4" NPT (6) 1/4-28 ports 6 holes in the 1/4-28 size 1 hole in a 1/2" NPT size plugs for all holes | EA | N/A | N/A | 426.17 | All Commercial Customers | 0% | 5% | 5% | 404.8615 | 407.9209 | 6-11 of Same Item 10% off ¦ 12+ of same Item 15% off | 7 days | Destination | USA
540-16 | Western Fluids | AB-1-16 | WF-AB-1-16 | N/A | 1/4" NPT Barbed Tubing Adapter for 1/16"ID tubing, PP, case/10 | BARBED TUBING ADAPTER, 1/16"IDtubing x 1/4" NPT, Polypropylene. Package of ten (10) 1/16" Barbed Tubing Adapters for 1/4" NPT ports.Adapters (Fittings) for use with the following caps: WF-FS70-7, WF-70NAL-7, WF-83B-10, WF-100-10BARBED TUBING ADAPTER, 1/16"IDtubing x 1/4" NPT, Polypropylene. Package of ten (10) 1/16" Barbed Tubing Adapters for 1/4" NPT ports.Adapters (Fittings) for use with the following caps: WF-FS70-7, WF-70NAL-7, WF-83B-10, WF-100-10 | EA | N/A | N/A | 8.92 | All Commercial Customers | 0% | 5% | 5% | 8.474 | 8.538 | 6-11 of Same Item 10% off ¦ 12+ of same Item 15% off | 7 days | Destination | USA
540-16 | Western Fluids | AB-1-2 | WF-AB-1-2 | N/A | 1/4" NPT Barbed Tubing Adapter for 1/2"ID tubing, PP, case/10 | BARBED TUBING ADAPTER, 1/2"IDtubing x 1/4" NPT, Polypropylene. Package of ten (10) 1/2" Barbed Tubing Adapters for 1/4" NPT ports.Adapters (Fittings) for use with the following caps: WF-FS70-7, WF-70NAL-7, WF-83B-10, WF-100-10BARBED TUBING ADAPTER, 1/2"IDtubing x 1/4" NPT, Polypropylene. Package of ten (10) 1/2" Barbed Tubing Adapters for 1/4" NPT ports.Adapters (Fittings) for use with the following caps: WF-FS70-7, WF-70NAL-7, WF-83B-10, WF-100-10 | EA | N/A | N/A | 9.51 | All Commercial Customers | 0% | 5% | 5% | 9.0345 | 9.1028 | 6-11 of Same Item 10% off ¦ 12+ of same Item 15% off | 7 days | Destination | USA
540-16 | Western Fluids | AB-1-4 | WF-AB-1-4 | N/A | 1/4" NPT Barbed Tubing Adapter for 1/4"ID tubing, PP, case/10 | BARBED TUBING ADAPTER, 1/4"IDtubing x 1/4" NPT, Polypropylene. Package of ten (10) 1/4" Barbed Tubing Adapters for 1/4" NPT ports.Adapters (Fittings) for use with the following caps: WF-FS70-7, WF-70NAL-7, WF-83B-10, WF-100-10BARBED TUBING ADAPTER, 1/4"IDtubing x 1/4" NPT, Polypropylene. Package of ten (10) 1/4" Barbed Tubing Adapters for 1/4" NPT ports.Adapters (Fittings) for use with the following caps: WF-FS70-7, WF-70NAL-7, WF-83B-10, WF-100-10 | EA | N/A | N/A | 8.92 | All Commercial Customers | 0% | 5% | 5% | 8.474 | 8.538 | 6-11 of Same Item 10% off ¦ 12+ of same Item 15% off | 7 days | Destination | USA
540-16 | Western Fluids | AB-1-8 | WF-AB-1-8 | N/A | 1/4" NPT Barbed Tubing Adapter for 1/8"ID tubing, PP, case/10 | BARBED TUBING ADAPTER, 1/8"IDtubing x 1/4" NPT, Polypropylene. Package of ten (10) 1/8" Barbed Tubing Adapters for 1/4" NPT ports.Adapters (Fittings) for use with the following caps: WF-FS70-7, WF-70NAL-7, WF-83B-10, WF-100-10BARBED TUBING ADAPTER, 1/8"IDtubing x 1/4" NPT, Polypropylene. Package of ten (10) 1/8" Barbed Tubing Adapters for 1/4" NPT ports.Adapters (Fittings) for use with the following caps: WF-FS70-7, WF-70NAL-7, WF-83B-10, WF-100-10 | EA | N/A | N/A | 8.92 | All Commercial Customers | 0% | 5% | 5% | 8.474 | 8.538 | 6-11 of Same Item 10% off ¦ 12+ of same Item 15% off | 7 days | Destination | USA
540-16 | Western Fluids | AB-3-16 | WF-AB-3-16 | N/A | 1/4" NPT Barbed Tubing Adapter, 3/16"ID tubing, PP, case/10 | BARBED TUBING ADAPTER, 3/16"IDtubing x 1/4" NPT, Polypropylene. Package of ten (10) 3/16" Barbed Tubing Adapters for 1/4" NPT ports.Adapters (Fittings) for use with the following caps: WF-FS70-7, WF-70NAL-7, WF-83B-10, WF-100-10BARBED TUBING ADAPTER, 3/16"IDtubing x 1/4" NPT, Polypropylene. Package of ten (10) 3/16" Barbed Tubing Adapters for 1/4" NPT ports.Adapters (Fittings) for use with the following caps: WF-FS70-7, WF-70NAL-7, WF-83B-10, WF-100-10 | EA | N/A | N/A | 8.92 | All Commercial Customers | 0% | 5% | 5% | 8.474 | 8.538 | 6-11 of Same Item 10% off ¦ 12+ of same Item 15% off | 7 days | Destination | USA
540-16 | Western Fluids | AB-3-8 | WF-AB-3-8 | N/A | 1/4" NPT Barbed Tubing Adapter, 3/8"ID tubing, PP, case/10 | BARBED TUBING ADAPTER, 3/8"IDtubing x 1/4" NPT, Polypropylene. Package of ten (10) 3/8" Barbed Tubing Adapters for 1/4" NPT ports.Adapters (Fittings) for use with the following caps: WF-FS70-7, WF-70NAL-7, WF-83B-10, WF-100-10BARBED TUBING ADAPTER, 3/8"IDtubing x 1/4" NPT, Polypropylene. Package of ten (10) 3/8" Barbed Tubing Adapters for 1/4" NPT ports.Adapters (Fittings) for use with the following caps: WF-FS70-7, WF-70NAL-7, WF-83B-10, WF-100-10 | EA | N/A | N/A | 9.51 | All Commercial Customers | 0% | 5% | 5% | 9.0345 | 9.1028 | 6-11 of Same Item 10% off ¦ 12+ of same Item 15% off | 7 days | Destination | USA
540-16 | Western Fluids | AB-5-16 | WF-AB-5-16 | N/A | 1/4" NPT Barbed Tubing Adapter, 5/16"ID tubing, PP, case/10 | BARBED TUBING ADAPTER, 5/16"IDtubing x 1/4" NPT, Polypropylene. Package of ten (10) 5/16" Barbed Tubing Adapters for 1/4" NPT ports.Adapters (Fittings) for use with the following caps: WF-FS70-7, WF-70NAL-7, WF-83B-10, WF-100-10BARBED TUBING ADAPTER, 5/16"IDtubing x 1/4" NPT, Polypropylene. Package of ten (10) 5/16" Barbed Tubing Adapters for 1/4" NPT ports.Adapters (Fittings) for use with the following caps: WF-FS70-7, WF-70NAL-7, WF-83B-10, WF-100-10 | EA | N/A | N/A | 9.51 | All Commercial Customers | 0% | 5% | 5% | 9.0345 | 9.1028 | 6-11 of Same Item 10% off ¦ 12+ of same Item 15% off | 7 days | Destination | USA
540-16 | Western Fluids | AQ-1-16 | WF-AQ-1-16 | N/A | 1/4-28 Threaded Tubing Adapter for 1/16" OD tubing, case/10 | TUBING ADAPTER, 1/16" OD tubing x 1/4-28, Polypropylene fitting, natural Tefzel ferrule. Package of ten (10) 1/16" Tubing Adapters for 1/4-28 ports.Adapters (Fittings) for use with the following caps: WF-FS70-7, WF-70NAL-7, WF-83B-10, WF-100-10, WF-GL38-2, WF-GL38-3, WF-GL38-4, WF-GL38-7, WF-GL38-2, WF-GL38-3, WF-GL38-4, WF-GL38-7, WF-GL38-9, WF-GL-45-2, WF-GL-45-3, WF-GL-45-4Item may be either blue or green. Image for reference only.TUBING ADAPTER, 1/16" OD tubing x 1/4-28, Polypropylene fitting, natural Tefzel ferrule. Package of ten (10) 1/16" Tubing Adapters for 1/4-28 ports.Adapters (Fittings) for use with the following caps: WF-FS70-7, WF-70NAL-7, WF-83B-10, WF-100-10, WF-GL38-2, WF-GL38-3, WF-GL38-4, WF-GL38-7, WF-GL38-2, WF-GL38-3, WF-GL38-4, WF-GL38-7, WF-GL38-9, WF-GL-45-2, WF-GL-45-3, WF-GL-45-4Item may be either blue or green. Image for reference only. | EA | N/A | N/A | 41 | All Commercial Customers | 0% | 5% | 5% | 38.95 | 39.2443 | 6-11 of Same Item 10% off ¦ 12+ of same Item 15% off | 7 days | Destination | USA
540-16 | Western Fluids | AQ-1-8 | WF-AQ-1-8 | N/A | 1/4-28 Threaded Tubing Adapter for 1/8" OD tubing, case/10 | TUBING ADAPTER, 1/8" OD tubing x 1/4-28, Polypropylene fitting, natural Tefzel ferrule. Package of ten (10) 1/8" Tubing Adapters for 1/4-28 NPT ports. Adapters (Fittings) for use with the following caps: WF-FS70-7, WF-70NAL-7, WF-83B-10, WF-100-10, WF-GL38-2, WF-GL38-3, WF-GL38-4, WF-GL38-7, WF-GL38-2, WF-GL38-3, WF-GL38-4, WF-GL38-7, WF-GL38-9, WF-GL-45-2, WF-GL-45-3, WF-GL-45-4 Item may be either blue or green. Image for reference only. | EA | N/A | N/A | 41 | All Commercial Customers | 0% | 5% | 5% | 38.95 | 39.2443 | 6-11 of Same Item 10% off ¦ 12+ of same Item 15% off | 7 days | Destination | USA
540-16 | Western Fluids | P-646 | WF-P-646 | N/A | 1/4-28 Barbed Adapter for 1/16" ID soft wall tubing, ETFE | BARBED TUBING ADAPTER, BARB TO MALE 1/4-28 for use with soft wall 1/16" ID tubing (such as silicone or Tygon&reg;). Features 0.040" THRU HOLE. TEFZEL&reg; (ETFE). This fitting screws into the standard 1/4-28 holes on our port caps.Adapters (Fittings) for use with the following caps: WF-FS70-7, WF-70NAL-7, WF-83B-10, WF-100-10, WF-GL38-2, WF-GL38-3, WF-GL38-4, WF-GL38-7, WF-GL38-2, WF-GL38-3, WF-GL38-4, WF-GL38-7, WF-GL38-9, WF-GL-45-2, WF-GL-45-3, WF-GL-45-4BARBED TUBING ADAPTER, BARB TO MALE 1/4-28 for use with soft wall 1/16" ID tubing (such as silicone or Tygon&reg;). Features 0.040" THRU HOLE. TEFZEL&reg; (ETFE). This fitting screws into the standard 1/4-28 holes on our port caps.These fittings are for making connections with soft tubing. It is becoming common to use softer tubing, like silicone-based materials. The challenge with using this kind of tubing is making successful connections between this kind of tubing and other kinds of tubing or threaded receiving ports or luer connections. To meet this challenge, we have these soft tubing connectors designed to help make the needed connections between soft tubing and various system components.Applications:Analytical Instrumentation, In Vitro Diagnostics, Biotechnology, LaboratoryAdapters (Fittings) for use with the following caps: WF-FS70-7, WF-70NAL-7, WF-83B-10, WF-100-10, WF-GL38-2, WF-GL38-3, WF-GL38-4, WF-GL38-7, WF-GL38-2, WF-GL38-3, WF-GL38-4, WF-GL38-7, WF-GL38-9, WF-GL-45-2, WF-GL-45-3, WF-GL-45-4 | EA | N/A | N/A | 8.99 | All Commercial Customers | 0% | 5% | 5% | 8.5405 | 8.605 | 6-11 of Same Item 10% off ¦ 12+ of same Item 15% off | 7 days | Destination | USA
540-16 | Western Fluids | P-647 | WF-P-647 | N/A | 1/4-28 Barbed Adapter for 1/8" ID soft wall tubing, ETFE | BARBED TUBING ADAPTER, BARB TO MALE 1/4-28 for use with soft wall 1/8" ID tubing. Features 0.080" THRU HOLE. TEFZEL&reg; (ETFE). This fitting screws into the standard 1/4-28 holes on our port caps. Adapters (Fittings) for use with the following caps: WF-FS70-7, WF-70NAL-7, WF-83B-10, WF-100-10, WF-GL38-2, WF-GL38-3, WF-GL38-4, WF-GL38-7, WF-GL38-2, WF-GL38-3, WF-GL38-4, WF-GL38-7, WF-GL38-9, WF-GL-45-2, WF-GL-45-3, WF-GL-45-4BARBED TUBING ADAPTER, BARB TO MALE 1/4-28 for use with soft wall 1/8" ID tubing (such as silicone or Tygon&reg;). Features 0.080" THRU HOLE. TEFZEL&reg; (ETFE). This fitting screws into the standard 1/4-28 holes on our port caps.These fittings are for making connections with soft tubing. It is becoming common to use softer tubing, like silicone-based materials. The challenge with using this kind of tubing is making successful connections between this kind of tubing and other kinds of tubing or threaded receiving ports or luer connections. To meet this challenge, we have these soft tubing connectors designed to help make the needed connections between soft tubing and various system components.Applications:Analytical Instrumentation, In Vitro Diagnostics, Biotechnology, LaboratoryAdapters (Fittings) for use with the following caps: WF-FS70-7, WF-70NAL-7, WF-83B-10, WF-100-10, WF-GL38-2, WF-GL38-3, WF-GL38-4, WF-GL38-7, WF-GL38-2, WF-GL38-3, WF-GL38-4, WF-GL38-7, WF-GL38-9, WF-GL-45-2, WF-GL-45-3, WF-GL-45-4 | EA | N/A | N/A | 8.99 | All Commercial Customers | 0% | 5% | 5% | 8.5405 | 8.605 | 6-11 of Same Item 10% off ¦ 12+ of same Item 15% off | 7 days | Destination | USA
540-16 | Western Fluids | P-648 | WF-P-648 | N/A | 1/4-28 Barbed Adapter for 3/16" ID soft wall tubing, ETFE | BARBED TUBING ADAPTER, BARB TO MALE 1/4-28 for use with soft wall 3/16" ID tubing. Features 0.080" THRU HOLE. TEFZEL&reg; (ETFE). This fitting screws into the standard 1/4-28 holes on our port caps. Adapters (Fittings) for use with the following caps: WF-FS70-7, WF-70NAL-7, WF-83B-10, WF-100-10, WF-GL38-2, WF-GL38-3, WF-GL38-4, WF-GL38-7, WF-GL38-2, WF-GL38-3, WF-GL38-4, WF-GL38-7, WF-GL38-9, WF-GL-45-2, WF-GL-45-3, WF-GL-45-4BARBED TUBING ADAPTER, BARB TO MALE 1/4-28 for use with soft wall 3/16" ID tubing (such as silicone or Tygon&reg;). Features 0.080" THRU HOLE. TEFZEL&reg; (ETFE). This fitting screws into the standard 1/4-28 holes on our port caps.These fittings are for making connections with soft tubing. It is becoming common to use softer tubing, like silicone-based materials. The challenge with using this kind of tubing is making successful connections between this kind of tubing and other kinds of tubing or threaded receiving ports or luer connections. To meet this challenge, we have these soft tubing connectors designed to help make the needed connections between soft tubing and various system components.Applications:Analytical Instrumentation, In Vitro Diagnostics, Biotechnology, LaboratoryAdapters (Fittings) for use with the following caps: WF-FS70-7, WF-70NAL-7, WF-83B-10, WF-100-10, WF-GL38-2, WF-GL38-3, WF-GL38-4, WF-GL38-7, WF-GL38-2, WF-GL38-3, WF-GL38-4, WF-GL38-7, WF-GL38-9, WF-GL-45-2, WF-GL-45-3, WF-GL-45-4 | EA | N/A | N/A | 8.99 | All Commercial Customers | 0% | 5% | 5% | 8.5405 | 8.605 | 6-11 of Same Item 10% off ¦ 12+ of same Item 15% off | 7 days | Destination | USA
540-16 | Vaplock | TU-001 | WF-TU-001 | N/A | PTFE Laboratory Tubing, 1/16" O.D., per foot | PTFE Lab quality tubing with a 1/16" O.D. Non-toxic, transparent and inert. Applications: Demanding lab, chemical, electrical, mechanical, pharmaceutical, and automotive applications. Good for high-purity work. PTFE tubing withstands extreme temperatures.Characteristics: Chemically inert, nontoxic, and virtually nonporous. Excellent crack- and stress-resistance. Low coefficient of friction. Translucent.Certification: Resin is FDA-compliant (21 CFR 177.1550); meets USP Class VI requirements. Tubing is manufactured according to GMP.Temperature range: &ndash;400 to 500&deg;F (&ndash;240 to 260&deg;C) Sterilize: Autoclave, ethylene oxide, or use dry heat. | EA | N/A | N/A | 1.2 | All Commercial Customers | 0% | 5% | 5% | 1.14 | 1.1486 | 6-11 of Same Item 10% off ¦ 12+ of same Item 15% off | 7 days | Destination | USA
540-16 | Vaplock | TU-002 | WF-TU-002 | N/A | PTFE Laboratory Tubing, 1/8" O.D., per foot | PTFE Lab quality tubing with a 1/8" O.D. Non-toxic, transparent and inert. Applications: Demanding lab, chemical, electrical, mechanical, pharmaceutical, and automotive applications. Good for high-purity work. PTFE tubing withstands extreme temperatures.Characteristics: Chemically inert, nontoxic, and virtually nonporous. Excellent crack- and stress-resistance. Low coefficient of friction. Translucent.Certification: Resin is FDA-compliant (21 CFR 177.1550); meets USP Class VI requirements. Tubing is manufactured according to GMP.Temperature range: &ndash;400 to 500&deg;F (&ndash;240 to 260&deg;C) Sterilize: Autoclave, ethylene oxide, or use dry heat. | EA | N/A | N/A | 1.68 | All Commercial Customers | 0% | 5% | 5% | 1.596 | 1.6081 | 6-11 of Same Item 10% off ¦ 12+ of same Item 15% off | 7 days | Destination | USA
Most Favored Customer’s Discount or Discount Range (MFC) 0%.
GSA’s Discount or Discount Range W/O IFF 5%
Acronyms
UOI: Unit of Issue
COO: Country of Origin
SIN: Special Item Number
MFC: Most Favored Customer
IFF: Industrial Funding Fee (Clause 552.238-74): Fee is 0.75% (less than 1%)
| IFF Calculation Example: List Price = $100.00 |  | List Price: $100.00
GSA % Discount: 10%
GSA Price excluding IFF: $90.00
GSA Price including IFF: $90.00/0.9925 = $90.68
Re: Recycled and/or Postconsumer Material Content Column – Refer to the Basic Proposal Checklist under EPA Comprehensive Procurement Guidelines (CPG) for instructions.
Note on G2: Michelle Walters: revised desc. This was somehow just the title, written again. (Not complete.)